## Report
magnitude | value | units
Amortization years: | 25
Amortization years: | 0.03
Solar farm size: | 5000 | kW
Wind farm size: | 1000 | kW
Battery farm size: | 10000 | kW
Solar investment: | 3500000 | €
Wind investment: | 900000 | €
Battery investment: | 9000000 | €
Total investment: | 13850012 | €
Total cost: | 110212558.5 | €
Total income: | 171683734.4624 | €
Average benefit: | 2364275.9986 | €/year
LCOE: | 0.66317 | €/kWh

## Cash_flow
| Desalination Plant cost | Battery cost | Wind cost | Solar cost | water penalty | electricity cost | Water sales | Electricity sales
0 | 450012 | 9000000 | 900000 | 3500000 | 0 | 0 | 0 | 0
1 | 4501.38 | 1800000 | 270000 | 700000 | 0 | 0 | 6407727.2 | 459622.1785
2 | 4501.38 | 1800000 | 270000 | 700000 | 0 | 0 | 6407727.2 | 459622.1785
3 | 4501.38 | 1800000 | 270000 | 700000 | 0 | 0 | 6407727.2 | 459622.1785
4 | 4501.38 | 1800000 | 270000 | 700000 | 0 | 0 | 6407727.2 | 459622.1785
5 | 4501.38 | 1800000 | 270000 | 700000 | 0 | 0 | 6407727.2 | 459622.1785
6 | 4501.38 | 1800000 | 270000 | 700000 | 0 | 0 | 6407727.2 | 459622.1785
7 | 4501.38 | 1800000 | 270000 | 700000 | 0 | 0 | 6407727.2 | 459622.1785
8 | 4501.38 | 10800000 | 270000 | 700000 | 0 | 0 | 6407727.2 | 459622.1785
9 | 4507.38 | 1800000 | 270000 | 700000 | 0 | 0 | 6407727.2 | 459622.1785
10 | 4501.38 | 1800000 | 270000 | 700000 | 0 | 0 | 6407727.2 | 459622.1785
11 | 4501.38 | 1800000 | 270000 | 700000 | 0 | 0 | 6407727.2 | 459622.1785
12 | 4501.38 | 1800000 | 270000 | 700000 | 0 | 0 | 6407727.2 | 459622.1785
13 | 4501.38 | 1800000 | 270000 | 700000 | 0 | 0 | 6407727.2 | 459622.1785
14 | 4501.38 | 1800000 | 270000 | 700000 | 0 | 0 | 6407727.2 | 459622.1785
15 | 4501.38 | 1800000 | 270000 | 700000 | 0 | 0 | 6407727.2 | 459622.1785
16 | 4501.38 | 10800000 | 270000 | 700000 | 0 | 0 | 6407727.2 | 459622.1785
17 | 4501.38 | 1800000 | 270000 | 700000 | 0 | 0 | 6407727.2 | 459622.1785
18 | 4507.38 | 1800000 | 270000 | 700000 | 0 | 0 | 6407727.2 | 459622.1785
19 | 4501.38 | 1800000 | 270000 | 700000 | 0 | 0 | 6407727.2 | 459622.1785
20 | 4501.38 | 1800000 | 270000 | 700000 | 0 | 0 | 6407727.2 | 459622.1785
21 | 4501.38 | 1800000 | 270000 | 700000 | 0 | 0 | 6407727.2 | 459622.1785
22 | 4501.38 | 1800000 | 270000 | 700000 | 0 | 0 | 6407727.2 | 459622.1785
23 | 4501.38 | 1800000 | 270000 | 700000 | 0 | 0 | 6407727.2 | 459622.1785
24 | 4501.38 | 10800000 | 270000 | 700000 | 0 | 0 | 6407727.2 | 459622.1785
25 | 4501.38 | 1800000 | 270000 | 700000 | 0 | 0 | 6407727.2 | 459622.1785

## Results
time | water | water demand | water flow | water sent | water mismatch | water actually produced | water taken from the sea | power in (available) | power proposed | power mismatch | power actually used | power not used | power from RES | power sent to the battery | battery energy | battery power | battery grid power | battery SoC
2016-01-01 | 90000 | 50 | -16.6 | 33.4 | 0 | 33.4 | 93.3867 | 160.6667 | 160.6667 | 0 | 160.6667 | 0 | 80.7009 | 79.9657 | 5000 | 0 | 0 | 0.5
2016-01-01 01:00 | 89983.4 | 50 | -16.6 | 33.4 | 0 | 33.4 | 93.3867 | 160.6667 | 160.6667 | 0 | 160.6667 | 0 | 49.8967 | 110.77 | 4928.0308 | 79.9657 | 0 | 0.4928
2016-01-01 02:00 | 89966.8 | 50 | -16.6 | 33.4 | 0 | 33.4 | 93.3867 | 160.6667 | 160.6667 | 0 | 160.6667 | 0 | 17.613 | 143.0537 | 4828.3379 | 110.77 | 0 | 0.48283
2016-01-01 03:00 | 89950.2 | 50 | -16.6 | 33.4 | 0 | 33.4 | 93.3867 | 160.6667 | 160.6667 | 0 | 160.6667 | 0 | 20.2478 | 140.4189 | 4699.5895 | 143.0537 | 0 | 0.46996
2016-01-01 04:00 | 89933.6 | 50 | -16.6 | 33.4 | 0 | 33.4 | 93.3867 | 160.6667 | 160.6667 | 0 | 160.6667 | 0 | 32.9151 | 127.7516 | 4573.2125 | 140.4189 | 0 | 0.45732
2016-01-01 05:00 | 89917 | 50 | -16.6 | 33.4 | 0 | 33.4 | 93.3867 | 160.6667 | 160.6667 | 0 | 160.6667 | 0 | 32.1672 | 128.4995 | 4458.2361 | 127.7516 | 0 | 0.44582
2016-01-01 06:00 | 89900.4 | 50 | -16.6 | 33.4 | 0 | 33.4 | 93.3867 | 160.6667 | 160.6667 | 0 | 160.6667 | 0 | 19.5486 | 141.118 | 4342.5866 | 128.4995 | 0 | 0.43426
2016-01-01 07:00 | 89883.8 | 50 | -16.6 | 33.4 | 0 | 33.4 | 93.3867 | 160.6667 | 160.6667 | 0 | 160.6667 | 0 | 9.8183 | 150.8483 | 4215.5803 | 141.118 | 0 | 0.42156
2016-01-01 08:00 | 89867.2 | 50 | -16.6 | 33.4 | 0 | 33.4 | 93.3867 | 160.6667 | 160.6667 | 0 | 160.6667 | 0 | 178.1256 | -17.459 | 4079.8168 | 150.8483 | 0 | 0.40798
2016-01-01 09:00 | 89850.6 | 50 | -50 | 0 | 0 | 0 | 0 | 160.6667 | 0 | 0 | 0 | 160.6667 | 847.6862 | -847.6862 | 4095.5299 | -17.459 | 0 | 0.40955
2016-01-01 10:00 | 89800.6 | 50 | 150.4 | 200.4 | 0 | 200.4 | 560.32 | 1432.3972 | 964 | 0 | 964 | 468.3972 | 1432.3972 | -468.3972 | 4858.4475 | -847.6862 | 0 | 0.48584
2016-01-01 11:00 | 89951 | 50 | 150.4 | 200.4 | 0 | 200.4 | 560.32 | 1881.0956 | 964 | 0 | 964 | 917.0956 | 1881.0956 | -917.0956 | 5280.005 | -468.3972 | 0 | 0.528
2016-01-01 12:00 | 90101.4 | 50 | 150.4 | 200.4 | 0 | 200.4 | 560.32 | 1878.2038 | 964 | 0 | 964 | 914.2038 | 1878.2038 | -914.2038 | 6105.391 | -917.0956 | 0 | 0.61054
2016-01-01 13:00 | 90251.8 | 50 | 150.4 | 200.4 | 0 | 200.4 | 560.32 | 2247.8607 | 964 | 0 | 964 | 1283.8607 | 2247.8607 | -1283.8607 | 6928.1744 | -914.2038 | 0 | 0.69282
2016-01-01 14:00 | 90402.2 | 50 | 150.4 | 200.4 | 0 | 200.4 | 560.32 | 2139.1851 | 964 | 0 | 964 | 1175.1851 | 2139.1851 | -1175.1851 | 8083.6491 | -1283.8607 | 0 | 0.80836
2016-01-01 15:00 | 90552.6 | 50 | 150.4 | 200.4 | 0 | 200.4 | 560.32 | 1838.8556 | 964 | 0 | 964 | 874.8556 | 1838.8556 | -874.8556 | 9141.3156 | -1175.1851 | 0 | 0.91413
2016-01-01 16:00 | 90703 | 50 | 150.4 | 200.4 | 0 | 200.4 | 560.32 | 1368.1551 | 964 | 0 | 964 | 404.1551 | 1368.1551 | -404.1551 | 9900 | -842.9826 | -1717.8382 | 0.99
2016-01-01 17:00 | 90853.4 | 50 | -50 | 0 | 0 | 0 | 0 | 160.6667 | 0 | 0 | 0 | 160.6667 | 746.167 | -746.167 | 9900 | 0 | -404.1551 | 0.99
2016-01-01 18:00 | 90803.4 | 50 | -16.6 | 33.4 | 0 | 33.4 | 93.3867 | 160.6667 | 160.6667 | 0 | 160.6667 | 0 | 39.3578 | 121.3089 | 9900 | 0 | -746.167 | 0.99
2016-01-01 19:00 | 90786.8 | 50 | -16.6 | 33.4 | 0 | 33.4 | 93.3867 | 160.6667 | 160.6667 | 0 | 160.6667 | 2.8422e-14 | 4.3221 | 156.3446 | 9790.822 | 121.3089 | 0 | 0.97908
2016-01-01 20:00 | 90770.2 | 50 | -16.6 | 33.4 | 0 | 33.4 | 93.3867 | 160.6667 | 160.6667 | 0 | 160.6667 | 0 | 16.87 | 143.7967 | 9650.1119 | 156.3446 | 0 | 0.96501
2016-01-01 21:00 | 90753.6 | 50 | -16.6 | 33.4 | 0 | 33.4 | 93.3867 | 160.6667 | 160.6667 | 0 | 160.6667 | 0 | 19.2937 | 141.373 | 9520.6949 | 143.7967 | 0 | 0.95207
2016-01-01 22:00 | 90737 | 50 | -16.6 | 33.4 | 0 | 33.4 | 93.3867 | 160.6667 | 160.6667 | 0 | 160.6667 | 0 | 6.2257 | 154.441 | 9393.4591 | 141.373 | 0 | 0.93935
2016-01-01 23:00 | 90720.4 | 50 | -16.6 | 33.4 | 0 | 33.4 | 93.3867 | 160.6667 | 160.6667 | 0 | 160.6667 | 0 | 11.743 | 148.9237 | 9254.4623 | 154.441 | 0 | 0.92545
2016-01-02 | 90703.8 | 50 | -16.6 | 33.4 | 0 | 33.4 | 93.3867 | 160.6667 | 160.6667 | 0 | 160.6667 | 0 | 6.1403 | 154.5264 | 9120.431 | 148.9237 | 0 | 0.91204
2016-01-02 01:00 | 90687.2 | 50 | -16.6 | 33.4 | 0 | 33.4 | 93.3867 | 160.6667 | 160.6667 | 0 | 160.6667 | 0 | 0.3329 | 160.3338 | 8981.3572 | 154.5264 | 0 | 0.89814
2016-01-02 02:00 | 90670.6 | 50 | -16.6 | 33.4 | 0 | 33.4 | 93.3867 | 160.6667 | 160.6667 | 0 | 160.6667 | 0 | 0 | 160.6667 | 8837.0568 | 160.3338 | 0 | 0.88371
2016-01-02 03:00 | 90654 | 50 | -16.6 | 33.4 | 0 | 33.4 | 93.3867 | 160.6667 | 160.6667 | 0 | 160.6667 | 0 | 0.11775 | 160.5489 | 8692.4568 | 160.6667 | 0 | 0.86925
2016-01-02 04:00 | 90637.4 | 50 | -16.6 | 33.4 | 0 | 33.4 | 93.3867 | 160.6667 | 160.6667 | 0 | 160.6667 | 0 | 0.56508 | 160.1016 | 8547.9628 | 160.5489 | 0 | 0.8548
2016-01-02 05:00 | 90620.8 | 50 | -16.6 | 33.4 | 0 | 33.4 | 93.3867 | 160.6667 | 160.6667 | 0 | 160.6667 | 0 | 0.62165 | 160.045 | 8403.8714 | 160.1016 | 0 | 0.84039
2016-01-02 06:00 | 90604.2 | 50 | -16.6 | 33.4 | 0 | 33.4 | 93.3867 | 160.6667 | 160.6667 | 0 | 160.6667 | 0 | 2.5339 | 158.1328 | 8259.8308 | 160.045 | 0 | 0.82598
2016-01-02 07:00 | 90587.6 | 50 | -16.6 | 33.4 | 0 | 33.4 | 93.3867 | 160.6667 | 160.6667 | 0 | 160.6667 | 0 | 34.498 | 126.1687 | 8117.5113 | 158.1328 | 0 | 0.81175
2016-01-02 08:00 | 90571 | 50 | -16.6 | 33.4 | 0 | 33.4 | 93.3867 | 160.6667 | 160.6667 | 0 | 160.6667 | 0 | 173.4535 | -12.7868 | 8003.9595 | 126.1687 | 0 | 0.8004
2016-01-02 09:00 | 90554.4 | 50 | -50 | 0 | 0 | 0 | 0 | 160.6667 | 0 | 0 | 0 | 160.6667 | 846.4828 | -846.4828 | 8015.4677 | -12.7868 | 0 | 0.80155
2016-01-02 10:00 | 90504.4 | 50 | 150.4 | 200.4 | 0 | 200.4 | 560.32 | 1429.5584 | 964 | 0 | 964 | 465.5584 | 1429.5584 | -465.5584 | 8777.3022 | -846.4828 | 0 | 0.87773
2016-01-02 11:00 | 90654.8 | 50 | 150.4 | 200.4 | 0 | 200.4 | 560.32 | 1876.7946 | 964 | 0 | 964 | 912.7946 | 1876.7946 | -912.7946 | 9196.3048 | -465.5584 | 0 | 0.91963
2016-01-02 12:00 | 90805.2 | 50 | 150.4 | 200.4 | 0 | 200.4 | 560.32 | 2167.5156 | 964 | 0 | 964 | 1203.5156 | 2167.5156 | -1203.5156 | 9900 | -781.8836 | -1694.6782 | 0.99
2016-01-02 13:00 | 90955.6 | 50 | 150.4 | 200.4 | 0 | 200.4 | 560.32 | 2249.3393 | 964 | 0 | 964 | 1285.3393 | 2249.3393 | -1285.3393 | 9900 | 0 | -1203.5156 | 0.99
2016-01-02 14:00 | 91106 | 50 | 150.4 | 200.4 | 0 | 200.4 | 560.32 | 2118.9267 | 964 | 0 | 964 | 1154.9267 | 2118.9267 | -1154.9267 | 9900 | 0 | -1285.3393 | 0.99
2016-01-02 15:00 | 91256.4 | 50 | 150.4 | 200.4 | 0 | 200.4 | 560.32 | 1811.036 | 964 | 0 | 964 | 847.036 | 1811.036 | -847.036 | 9900 | 0 | -1154.9267 | 0.99
2016-01-02 16:00 | 91406.8 | 50 | 150.4 | 200.4 | 0 | 200.4 | 560.32 | 1338.4654 | 964 | 0 | 964 | 374.4654 | 1338.4654 | -374.4654 | 9900 | 0 | -847.036 | 0.99
2016-01-02 17:00 | 91557.2 | 50 | -50 | 0 | 0 | 0 | 0 | 160.6667 | 0 | 0 | 0 | 160.6667 | 733.6438 | -733.6438 | 9900 | 0 | -374.4654 | 0.99
2016-01-02 18:00 | 91507.2 | 50 | -16.6 | 33.4 | 0 | 33.4 | 93.3867 | 160.6667 | 160.6667 | 0 | 160.6667 | 0 | 41.5435 | 119.1231 | 9900 | 0 | -733.6438 | 0.99
2016-01-02 19:00 | 91490.6 | 50 | -16.6 | 33.4 | 0 | 33.4 | 93.3867 | 160.6667 | 160.6667 | 0 | 160.6667 | 0 | 0.58167 | 160.085 | 9792.7892 | 119.1231 | 0 | 0.97928
2016-01-02 20:00 | 91474 | 50 | -16.6 | 33.4 | 0 | 33.4 | 93.3867 | 160.6667 | 160.6667 | 0 | 160.6667 | 0 | 0.53983 | 160.1268 | 9648.7127 | 160.085 | 0 | 0.96487
2016-01-02 21:00 | 91457.4 | 50 | -16.6 | 33.4 | 0 | 33.4 | 93.3867 | 160.6667 | 160.6667 | 0 | 160.6667 | 0 | 0.24257 | 160.4241 | 9504.5985 | 160.1268 | 0 | 0.95046
2016-01-02 22:00 | 91440.8 | 50 | -16.6 | 33.4 | 0 | 33.4 | 93.3867 | 160.6667 | 160.6667 | 0 | 160.6667 | 0 | 0.26652 | 160.4001 | 9360.2168 | 160.4241 | 0 | 0.93602
2016-01-02 23:00 | 91424.2 | 50 | -16.6 | 33.4 | 0 | 33.4 | 93.3867 | 160.6667 | 160.6667 | 0 | 160.6667 | 0 | 0.84863 | 159.818 | 9215.8567 | 160.4001 | 0 | 0.92159
2016-01-03 | 91407.6 | 50 | -16.6 | 33.4 | 0 | 33.4 | 93.3867 | 160.6667 | 160.6667 | 0 | 160.6667 | 0 | 0.86046 | 159.8062 | 9072.0205 | 159.818 | 0 | 0.9072
2016-01-03 01:00 | 91391 | 50 | -16.6 | 33.4 | 0 | 33.4 | 93.3867 | 160.6667 | 160.6667 | 0 | 160.6667 | 0 | 1.2745 | 159.3922 | 8928.1949 | 159.8062 | 0 | 0.89282
2016-01-03 02:00 | 91374.4 | 50 | -16.6 | 33.4 | 0 | 33.4 | 93.3867 | 160.6667 | 160.6667 | 0 | 160.6667 | 0 | 0.31328 | 160.3534 | 8784.7419 | 159.3922 | 0 | 0.87847
2016-01-03 03:00 | 91357.8 | 50 | -16.6 | 33.4 | 0 | 33.4 | 93.3867 | 160.6667 | 160.6667 | 0 | 160.6667 | 0 | 0.30144 | 160.3652 | 8640.4238 | 160.3534 | 0 | 0.86404
2016-01-03 04:00 | 91341.2 | 50 | -16.6 | 33.4 | 0 | 33.4 | 93.3867 | 160.6667 | 160.6667 | 0 | 160.6667 | 0 | 0.34156 | 160.3251 | 8496.0951 | 160.3652 | 0 | 0.84961
2016-01-03 05:00 | 91324.6 | 50 | -16.6 | 33.4 | 0 | 33.4 | 93.3867 | 160.6667 | 160.6667 | 0 | 160.6667 | 0 | 0.23939 | 160.4273 | 8351.8025 | 160.3251 | 0 | 0.83518
2016-01-03 06:00 | 91308 | 50 | -16.6 | 33.4 | 0 | 33.4 | 93.3867 | 160.6667 | 160.6667 | 0 | 160.6667 | 0 | 0.6697 | 159.997 | 8207.418 | 160.4273 | 0 | 0.82074
2016-01-03 07:00 | 91291.4 | 50 | -16.6 | 33.4 | 0 | 33.4 | 93.3867 | 160.6667 | 160.6667 | 0 | 160.6667 | 0 | 4.516 | 156.1506 | 8063.4207 | 159.997 | 0 | 0.80634
2016-01-03 08:00 | 91274.8 | 50 | -16.6 | 33.4 | 0 | 33.4 | 93.3867 | 160.6667 | 160.6667 | 0 | 160.6667 | 0 | 165.1957 | -4.529 | 7922.8851 | 156.1506 | 0 | 0.79229
2016-01-03 09:00 | 91258.2 | 50 | -50 | 0 | 0 | 0 | 0 | 160.6667 | 0 | 0 | 0 | 160.6667 | 845.1534 | -845.1534 | 7926.9613 | -4.529 | 0 | 0.7927
2016-01-03 10:00 | 91208.2 | 50 | 150.4 | 200.4 | 0 | 200.4 | 560.32 | 1432.1983 | 964 | 0 | 964 | 468.1983 | 1432.1983 | -468.1983 | 8687.5993 | -845.1534 | 0 | 0.86876
2016-01-03 11:00 | 91358.6 | 50 | 150.4 | 200.4 | 0 | 200.4 | 560.32 | 1881.6565 | 964 | 0 | 964 | 917.6565 | 1881.6565 | -917.6565 | 9108.9778 | -468.1983 | 0 | 0.9109
2016-01-03 12:00 | 91509 | 50 | 150.4 | 200.4 | 0 | 200.4 | 560.32 | 2157.7353 | 964 | 0 | 964 | 1193.7353 | 2157.7353 | -1193.7353 | 9900 | -878.9136 | -1796.5701 | 0.99
2016-01-03 13:00 | 91659.4 | 50 | 150.4 | 200.4 | 0 | 200.4 | 560.32 | 2316.7263 | 964 | 0 | 964 | 1352.7263 | 2316.7263 | -1352.7263 | 9900 | 0 | -1193.7353 | 0.99
2016-01-03 14:00 | 91809.8 | 50 | 150.4 | 200.4 | 0 | 200.4 | 560.32 | 2332.2114 | 964 | 0 | 964 | 1368.2114 | 2332.2114 | -1368.2114 | 9900 | 0 | -1352.7263 | 0.99
2016-01-03 15:00 | 91960.2 | 50 | 150.4 | 200.4 | 0 | 200.4 | 560.32 | 1897.5982 | 964 | 0 | 964 | 933.5982 | 1897.5982 | -933.5982 | 9900 | 0 | -1368.2114 | 0.99
2016-01-03 16:00 | 92110.6 | 50 | 150.4 | 200.4 | 0 | 200.4 | 560.32 | 1377.2455 | 964 | 0 | 964 | 413.2455 | 1377.2455 | -413.2455 | 9900 | 0 | -933.5982 | 0.99
2016-01-03 17:00 | 92261 | 50 | -50 | 0 | 0 | 0 | 0 | 160.6667 | 0 | 0 | 0 | 160.6667 | 873.7207 | -873.7207 | 9900 | 0 | -413.2455 | 0.99
2016-01-03 18:00 | 92211 | 50 | -16.6 | 33.4 | 0 | 33.4 | 93.3867 | 160.6667 | 160.6667 | 0 | 160.6667 | 0 | 72.9565 | 87.7102 | 9900 | 0 | -873.7207 | 0.99
2016-01-03 19:00 | 92194.4 | 50 | -16.6 | 33.4 | 0 | 33.4 | 93.3867 | 160.6667 | 160.6667 | 0 | 160.6667 | 0 | 11.6717 | 148.995 | 9821.0608 | 87.7102 | 0 | 0.98211
2016-01-03 20:00 | 92177.8 | 50 | -16.6 | 33.4 | 0 | 33.4 | 93.3867 | 160.6667 | 160.6667 | 0 | 160.6667 | 0 | 1.2537 | 159.413 | 9686.9654 | 148.995 | 0 | 0.9687
2016-01-03 21:00 | 92161.2 | 50 | -16.6 | 33.4 | 0 | 33.4 | 93.3867 | 160.6667 | 160.6667 | 0 | 160.6667 | 0 | 0.243 | 160.4237 | 9543.4937 | 159.413 | 0 | 0.95435
2016-01-03 22:00 | 92144.6 | 50 | -16.6 | 33.4 | 0 | 33.4 | 93.3867 | 160.6667 | 160.6667 | 0 | 160.6667 | 0 | 0 | 160.6667 | 9399.1124 | 160.4237 | 0 | 0.93991
2016-01-03 23:00 | 92128 | 50 | -16.6 | 33.4 | 0 | 33.4 | 93.3867 | 160.6667 | 160.6667 | 0 | 160.6667 | 0 | 0 | 160.6667 | 9254.5124 | 160.6667 | 0 | 0.92545
2016-01-04 | 92111.4 | 50 | -16.6 | 33.4 | 0 | 33.4 | 93.3867 | 160.6667 | 160.6667 | 0 | 160.6667 | 0 | 3.5833 | 157.0834 | 9109.9124 | 160.6667 | 0 | 0.91099
2016-01-04 01:00 | 92094.8 | 50 | -16.6 | 33.4 | 0 | 33.4 | 93.3867 | 160.6667 | 160.6667 | 0 | 160.6667 | 0 | 0.24199 | 160.4247 | 8968.5373 | 157.0834 | 0 | 0.89685
2016-01-04 02:00 | 92078.2 | 50 | -16.6 | 33.4 | 0 | 33.4 | 93.3867 | 160.6667 | 160.6667 | 0 | 160.6667 | 0 | 0.2075 | 160.4592 | 8824.1551 | 160.4247 | 0 | 0.88242
2016-01-04 03:00 | 92061.6 | 50 | -16.6 | 33.4 | 0 | 33.4 | 93.3867 | 160.6667 | 160.6667 | 0 | 160.6667 | 0 | 4.3071 | 156.3596 | 8679.7419 | 160.4592 | 0 | 0.86797
2016-01-04 04:00 | 92045 | 50 | -16.6 | 33.4 | 0 | 33.4 | 93.3867 | 160.6667 | 160.6667 | 0 | 160.6667 | 0 | 6.5928 | 154.0739 | 8539.0182 | 156.3596 | 0 | 0.8539
2016-01-04 05:00 | 92028.4 | 50 | -16.6 | 33.4 | 0 | 33.4 | 93.3867 | 160.6667 | 160.6667 | 0 | 160.6667 | 0 | 0.45166 | 160.215 | 8400.3517 | 154.0739 | 0 | 0.84004
2016-01-04 06:00 | 92011.8 | 50 | -16.6 | 33.4 | 0 | 33.4 | 93.3867 | 160.6667 | 160.6667 | 0 | 160.6667 | 0 | 0.14719 | 160.5195 | 8256.1582 | 160.215 | 0 | 0.82562
2016-01-04 07:00 | 91995.2 | 50 | -16.6 | 33.4 | 0 | 33.4 | 93.3867 | 160.6667 | 160.6667 | 0 | 160.6667 | 0 | 0.017749 | 160.6489 | 8111.6907 | 160.5195 | 0 | 0.81117
2016-01-04 08:00 | 91978.6 | 50 | -16.6 | 33.4 | 0 | 33.4 | 93.3867 | 160.6667 | 160.6667 | 0 | 160.6667 | 0 | 155.6987 | 4.968 | 7967.1067 | 160.6489 | 0 | 0.79671
2016-01-04 09:00 | 91962 | 50 | -50 | 0 | 0 | 0 | 0 | 160.6667 | 0 | 0 | 0 | 160.6667 | 837.3617 | -837.3617 | 7962.6355 | 4.968 | 0 | 0.79626
2016-01-04 10:00 | 91912 | 50 | -50 | 0 | 0 | 0 | 0 | 160.6667 | 0 | 0 | 0 | 160.6667 | 633.7434 | -633.7434 | 8716.261 | -837.3617 | 0 | 0.87163
2016-01-04 11:00 | 91862 | 50 | 150.4 | 200.4 | 0 | 200.4 | 560.32 | 1864.4327 | 964 | 0 | 964 | 900.4327 | 1864.4327 | -900.4327 | 9286.6301 | -633.7434 | 0 | 0.92866
2016-01-04 12:00 | 92012.4 | 50 | 150.4 | 200.4 | 0 | 200.4 | 560.32 | 2146.4107 | 964 | 0 | 964 | 1182.4107 | 2146.4107 | -1182.4107 | 9900 | -681.5221 | -1581.9548 | 0.99
2016-01-04 13:00 | 92162.8 | 50 | 150.4 | 200.4 | 0 | 200.4 | 560.32 | 2242.3382 | 964 | 0 | 964 | 1278.3382 | 2242.3382 | -1278.3382 | 9900 | 0 | -1182.4107 | 0.99
2016-01-04 14:00 | 92313.2 | 50 | 150.4 | 200.4 | 0 | 200.4 | 560.32 | 2140.7814 | 964 | 0 | 964 | 1176.7814 | 2140.7814 | -1176.7814 | 9900 | 0 | -1278.3382 | 0.99
2016-01-04 15:00 | 92463.6 | 50 | 150.4 | 200.4 | 0 | 200.4 | 560.32 | 1831.44 | 964 | 0 | 964 | 867.44 | 1831.44 | -867.44 | 9900 | 0 | -1176.7814 | 0.99
2016-01-04 16:00 | 92614 | 50 | 150.4 | 200.4 | 0 | 200.4 | 560.32 | 1355.6572 | 964 | 0 | 964 | 391.6572 | 1355.6572 | -391.6572 | 9900 | 0 | -867.44 | 0.99
2016-01-04 17:00 | 92764.4 | 50 | -50 | 0 | 0 | 0 | 0 | 160.6667 | 0 | 0 | 0 | 160.6667 | 750.4886 | -750.4886 | 9900 | 0 | -391.6572 | 0.99
2016-01-04 18:00 | 92714.4 | 50 | -16.6 | 33.4 | 0 | 33.4 | 93.3867 | 160.6667 | 160.6667 | 0 | 160.6667 | 0 | 66.6129 | 94.0538 | 9900 | 0 | -750.4886 | 0.99
2016-01-04 19:00 | 92697.8 | 50 | -16.6 | 33.4 | 0 | 33.4 | 93.3867 | 160.6667 | 160.6667 | 0 | 160.6667 | 0 | 29.2985 | 131.3682 | 9815.3516 | 94.0538 | 0 | 0.98154
2016-01-04 20:00 | 92681.2 | 50 | -16.6 | 33.4 | 0 | 33.4 | 93.3867 | 160.6667 | 160.6667 | 0 | 160.6667 | 0 | 7.5752 | 153.0915 | 9697.1203 | 131.3682 | 0 | 0.96971
2016-01-04 21:00 | 92664.6 | 50 | -16.6 | 33.4 | 0 | 33.4 | 93.3867 | 160.6667 | 160.6667 | 0 | 160.6667 | 0 | 5.0759 | 155.5908 | 9559.3379 | 153.0915 | 0 | 0.95593
2016-01-04 22:00 | 92648 | 50 | -16.6 | 33.4 | 0 | 33.4 | 93.3867 | 160.6667 | 160.6667 | 0 | 160.6667 | 0 | 3.9677 | 156.699 | 9419.3062 | 155.5908 | 0 | 0.94193
2016-01-04 23:00 | 92631.4 | 50 | -16.6 | 33.4 | 0 | 33.4 | 93.3867 | 160.6667 | 160.6667 | 0 | 160.6667 | 0 | 0 | 160.6667 | 9278.2771 | 156.699 | 0 | 0.92783
2016-01-05 | 92614.8 | 50 | -16.6 | 33.4 | 0 | 33.4 | 93.3867 | 160.6667 | 160.6667 | 0 | 160.6667 | 0 | 0.87388 | 159.7928 | 9133.6771 | 160.6667 | 0 | 0.91337
2016-01-05 01:00 | 92598.2 | 50 | -16.6 | 33.4 | 0 | 33.4 | 93.3867 | 160.6667 | 160.6667 | 0 | 160.6667 | 0 | 11.3098 | 149.3569 | 8989.8636 | 159.7928 | 0 | 0.89899
2016-01-05 02:00 | 92581.6 | 50 | -16.6 | 33.4 | 0 | 33.4 | 93.3867 | 160.6667 | 160.6667 | 0 | 160.6667 | 2.8422e-14 | 9.7333 | 150.9333 | 8855.4425 | 149.3569 | 0 | 0.88554
2016-01-05 03:00 | 92565 | 50 | -16.6 | 33.4 | 0 | 33.4 | 93.3867 | 160.6667 | 160.6667 | 0 | 160.6667 | 0 | 4.6349 | 156.0317 | 8719.6025 | 150.9333 | 0 | 0.87196
2016-01-05 04:00 | 92548.4 | 50 | -16.6 | 33.4 | 0 | 33.4 | 93.3867 | 160.6667 | 160.6667 | 0 | 160.6667 | 0 | 15.3401 | 145.3266 | 8579.1739 | 156.0317 | 0 | 0.85792
2016-01-05 05:00 | 92531.8 | 50 | -16.6 | 33.4 | 0 | 33.4 | 93.3867 | 160.6667 | 160.6667 | 0 | 160.6667 | 0 | 27.3058 | 133.3609 | 8448.38 | 145.3266 | 0 | 0.84484
2016-01-05 06:00 | 92515.2 | 50 | -16.6 | 33.4 | 0 | 33.4 | 93.3867 | 160.6667 | 160.6667 | 0 | 160.6667 | 0 | 20.9277 | 139.739 | 8328.3552 | 133.3609 | 0 | 0.83284
2016-01-05 07:00 | 92498.6 | 50 | -16.6 | 33.4 | 0 | 33.4 | 93.3867 | 160.6667 | 160.6667 | 0 | 160.6667 | 0 | 18.4053 | 142.2613 | 8202.5901 | 139.739 | 0 | 0.82026
2016-01-05 08:00 | 92482 | 50 | -16.6 | 33.4 | 0 | 33.4 | 93.3867 | 160.6667 | 160.6667 | 0 | 160.6667 | 0 | 169.881 | -9.2143 | 8074.5549 | 142.2613 | 0 | 0.80746
2016-01-05 09:00 | 92465.4 | 50 | -50 | 0 | 0 | 0 | 0 | 160.6667 | 0 | 0 | 0 | 160.6667 | 843.3148 | -843.3148 | 8082.8478 | -9.2143 | 0 | 0.80828
2016-01-05 10:00 | 92415.4 | 50 | 150.4 | 200.4 | 0 | 200.4 | 560.32 | 1272.7479 | 964 | 0 | 964 | 308.7479 | 1272.7479 | -308.7479 | 8841.8312 | -843.3148 | 0 | 0.88418
2016-01-05 11:00 | 92565.8 | 50 | 150.4 | 200.4 | 0 | 200.4 | 560.32 | 1897.4426 | 964 | 0 | 964 | 933.4426 | 1897.4426 | -933.4426 | 9119.7043 | -308.7479 | 0 | 0.91197
2016-01-05 12:00 | 92716.2 | 50 | 150.4 | 200.4 | 0 | 200.4 | 560.32 | 2158.8139 | 964 | 0 | 964 | 1194.8139 | 2158.8139 | -1194.8139 | 9900 | -866.9953 | -1800.4378 | 0.99
2016-01-05 13:00 | 92866.6 | 50 | 150.4 | 200.4 | 0 | 200.4 | 560.32 | 2244.899 | 964 | 0 | 964 | 1280.899 | 2244.899 | -1280.899 | 9900 | 0 | -1194.8139 | 0.99
2016-01-05 14:00 | 93017 | 50 | 150.4 | 200.4 | 0 | 200.4 | 560.32 | 2135.9005 | 964 | 0 | 964 | 1171.9005 | 2135.9005 | -1171.9005 | 9900 | 0 | -1280.899 | 0.99
2016-01-05 15:00 | 93167.4 | 50 | 150.4 | 200.4 | 0 | 200.4 | 560.32 | 1842.7565 | 964 | 0 | 964 | 878.7565 | 1842.7565 | -878.7565 | 9900 | 0 | -1171.9005 | 0.99
2016-01-05 16:00 | 93317.8 | 50 | 150.4 | 200.4 | 0 | 200.4 | 560.32 | 1361.2451 | 964 | 0 | 964 | 397.2451 | 1361.2451 | -397.2451 | 9900 | 0 | -878.7565 | 0.99
2016-01-05 17:00 | 93468.2 | 50 | -50 | 0 | 0 | 0 | 0 | 160.6667 | 0 | 0 | 0 | 160.6667 | 766.8424 | -766.8424 | 9900 | 0 | -397.2451 | 0.99
2016-01-05 18:00 | 93418.2 | 50 | -16.6 | 33.4 | 0 | 33.4 | 93.3867 | 160.6667 | 160.6667 | 0 | 160.6667 | 0 | 86.934 | 73.7327 | 9900 | 0 | -766.8424 | 0.99
2016-01-05 19:00 | 93401.6 | 50 | -16.6 | 33.4 | 0 | 33.4 | 93.3867 | 160.6667 | 160.6667 | 0 | 160.6667 | 0 | 12.9082 | 147.7584 | 9833.6406 | 73.7327 | 0 | 0.98336
2016-01-05 20:00 | 93385 | 50 | -16.6 | 33.4 | 0 | 33.4 | 93.3867 | 160.6667 | 160.6667 | 0 | 160.6667 | 0 | 21.7831 | 138.8835 | 9700.658 | 147.7584 | 0 | 0.97007
2016-01-05 21:00 | 93368.4 | 50 | -16.6 | 33.4 | 0 | 33.4 | 93.3867 | 160.6667 | 160.6667 | 0 | 160.6667 | 0 | 15.6582 | 145.0085 | 9575.6628 | 138.8835 | 0 | 0.95757
2016-01-05 22:00 | 93351.8 | 50 | -16.6 | 33.4 | 0 | 33.4 | 93.3867 | 160.6667 | 160.6667 | 0 | 160.6667 | 0 | 2.2799 | 158.3867 | 9445.1551 | 145.0085 | 0 | 0.94452
2016-01-05 23:00 | 93335.2 | 50 | -16.6 | 33.4 | 0 | 33.4 | 93.3867 | 160.6667 | 160.6667 | 0 | 160.6667 | 0 | 0.11241 | 160.5543 | 9302.6071 | 158.3867 | 0 | 0.93026
2016-01-06 | 93318.6 | 50 | -16.6 | 33.4 | 0 | 33.4 | 93.3867 | 160.6667 | 160.6667 | 0 | 160.6667 | 0 | 0 | 160.6667 | 9158.1082 | 160.5543 | 0 | 0.91581
2016-01-06 01:00 | 93302 | 50 | -16.6 | 33.4 | 0 | 33.4 | 93.3867 | 160.6667 | 160.6667 | 0 | 160.6667 | 0 | 0.10837 | 160.5583 | 9013.5082 | 160.6667 | 0 | 0.90135
2016-01-06 02:00 | 93285.4 | 50 | -16.6 | 33.4 | 0 | 33.4 | 93.3867 | 160.6667 | 160.6667 | 0 | 160.6667 | 0 | 0 | 160.6667 | 8869.0058 | 160.5583 | 0 | 0.8869
2016-01-06 03:00 | 93268.8 | 50 | -16.6 | 33.4 | 0 | 33.4 | 93.3867 | 160.6667 | 160.6667 | 0 | 160.6667 | 0 | 0.090621 | 160.576 | 8724.4058 | 160.6667 | 0 | 0.87244
2016-01-06 04:00 | 93252.2 | 50 | -16.6 | 33.4 | 0 | 33.4 | 93.3867 | 160.6667 | 160.6667 | 0 | 160.6667 | 0 | 0.52597 | 160.1407 | 8579.8873 | 160.576 | 0 | 0.85799
2016-01-06 05:00 | 93235.6 | 50 | -16.6 | 33.4 | 0 | 33.4 | 93.3867 | 160.6667 | 160.6667 | 0 | 160.6667 | 0 | 0.1557 | 160.511 | 8435.7607 | 160.1407 | 0 | 0.84358
2016-01-06 06:00 | 93219 | 50 | -16.6 | 33.4 | 0 | 33.4 | 93.3867 | 160.6667 | 160.6667 | 0 | 160.6667 | 0 | 0.34978 | 160.3169 | 8291.3008 | 160.511 | 0 | 0.82913
2016-01-06 07:00 | 93202.4 | 50 | -16.6 | 33.4 | 0 | 33.4 | 93.3867 | 160.6667 | 160.6667 | 0 | 160.6667 | 0 | 0.50361 | 160.1631 | 8147.0156 | 160.3169 | 0 | 0.8147
2016-01-06 08:00 | 93185.8 | 50 | -16.6 | 33.4 | 0 | 33.4 | 93.3867 | 160.6667 | 160.6667 | 0 | 160.6667 | 0 | 74.1557 | 86.511 | 8002.8689 | 160.1631 | 0 | 0.80029
2016-01-06 09:00 | 93169.2 | 50 | -50 | 0 | 0 | 0 | 0 | 160.6667 | 0 | 0 | 0 | 160.6667 | 836.4848 | -836.4848 | 7925.009 | 86.511 | 0 | 0.7925
2016-01-06 10:00 | 93119.2 | 50 | 150.4 | 200.4 | 0 | 200.4 | 560.32 | 1421.396 | 964 | 0 | 964 | 457.396 | 1421.396 | -457.396 | 8677.8453 | -836.4848 | 0 | 0.86778
2016-01-06 11:00 | 93269.6 | 50 | 150.4 | 200.4 | 0 | 200.4 | 560.32 | 1872.7258 | 964 | 0 | 964 | 908.7258 | 1872.7258 | -908.7258 | 9089.5017 | -457.396 | 0 | 0.90895
2016-01-06 12:00 | 93420 | 50 | 150.4 | 200.4 | 0 | 200.4 | 560.32 | 2335.6907 | 964 | 0 | 964 | 1371.6907 | 2335.6907 | -1371.6907 | 9900 | -900.5537 | -1809.2795 | 0.99
2016-01-06 13:00 | 93570.4 | 50 | 150.4 | 200.4 | 0 | 200.4 | 560.32 | 1676.94 | 964 | 0 | 964 | 712.94 | 1676.94 | -712.94 | 9900 | 0 | -1371.6907 | 0.99
2016-01-06 14:00 | 93720.8 | 50 | 150.4 | 200.4 | 0 | 200.4 | 560.32 | 2721.9095 | 964 | 0 | 964 | 1757.9095 | 2721.9095 | -1757.9095 | 9900 | 0 | -712.94 | 0.99
2016-01-06 15:00 | 93871.2 | 50 | 150.4 | 200.4 | 0 | 200.4 | 560.32 | 1872.032 | 964 | 0 | 964 | 908.032 | 1872.032 | -908.032 | 9900 | 0 | -1757.9095 | 0.99
2016-01-06 16:00 | 94021.6 | 50 | 150.4 | 200.4 | 0 | 200.4 | 560.32 | 1525.7305 | 964 | 0 | 964 | 561.7305 | 1525.7305 | -561.7305 | 9900 | 0 | -908.032 | 0.99
2016-01-06 17:00 | 94172 | 50 | -50 | 0 | 0 | 0 | 0 | 160.6667 | 0 | 0 | 0 | 160.6667 | 829.4782 | -829.4782 | 9900 | 0 | -561.7305 | 0.99
2016-01-06 18:00 | 94122 | 50 | -16.6 | 33.4 | 0 | 33.4 | 93.3867 | 160.6667 | 160.6667 | 0 | 160.6667 | 0 | 106.6856 | 53.981 | 9900 | 0 | -829.4782 | 0.99
2016-01-06 19:00 | 94105.4 | 50 | -16.6 | 33.4 | 0 | 33.4 | 93.3867 | 160.6667 | 160.6667 | 0 | 160.6667 | 2.8422e-14 | 2.1622 | 158.5045 | 9851.4171 | 53.981 | 0 | 0.98514
2016-01-06 20:00 | 94088.8 | 50 | -16.6 | 33.4 | 0 | 33.4 | 93.3867 | 160.6667 | 160.6667 | 0 | 160.6667 | 0 | 3.3582 | 157.3085 | 9708.7631 | 158.5045 | 0 | 0.97088
2016-01-06 21:00 | 94072.2 | 50 | -16.6 | 33.4 | 0 | 33.4 | 93.3867 | 160.6667 | 160.6667 | 0 | 160.6667 | 0 | 0.27071 | 160.396 | 9567.1854 | 157.3085 | 0 | 0.95672
2016-01-06 22:00 | 94055.6 | 50 | -16.6 | 33.4 | 0 | 33.4 | 93.3867 | 160.6667 | 160.6667 | 0 | 160.6667 | 0 | 0 | 160.6667 | 9422.829 | 160.396 | 0 | 0.94228
2016-01-06 23:00 | 94039 | 50 | -16.6 | 33.4 | 0 | 33.4 | 93.3867 | 160.6667 | 160.6667 | 0 | 160.6667 | 0 | 0.10404 | 160.5626 | 9278.229 | 160.6667 | 0 | 0.92782
2016-01-07 | 94022.4 | 50 | -16.6 | 33.4 | 0 | 33.4 | 93.3867 | 160.6667 | 160.6667 | 0 | 160.6667 | 0 | 0.096537 | 160.5701 | 9133.7227 | 160.5626 | 0 | 0.91337
2016-01-07 01:00 | 94005.8 | 50 | -16.6 | 33.4 | 0 | 33.4 | 93.3867 | 160.6667 | 160.6667 | 0 | 160.6667 | 0 | 0 | 160.6667 | 8989.2096 | 160.5701 | 0 | 0.89892
2016-01-07 02:00 | 93989.2 | 50 | -16.6 | 33.4 | 0 | 33.4 | 93.3867 | 160.6667 | 160.6667 | 0 | 160.6667 | 0 | 1.5815 | 159.0851 | 8844.6096 | 160.6667 | 0 | 0.88446
2016-01-07 03:00 | 93972.6 | 50 | -16.6 | 33.4 | 0 | 33.4 | 93.3867 | 160.6667 | 160.6667 | 0 | 160.6667 | 0 | 0.22482 | 160.4418 | 8701.4329 | 159.0851 | 0 | 0.87014
2016-01-07 04:00 | 93956 | 50 | -16.6 | 33.4 | 0 | 33.4 | 93.3867 | 160.6667 | 160.6667 | 0 | 160.6667 | 0 | 1.4926 | 159.174 | 8557.0353 | 160.4418 | 0 | 0.8557
2016-01-07 05:00 | 93939.4 | 50 | -50 | 0 | 0 | 0 | 0 | 160.6667 | 0 | 0 | 0 | 160.6667 | 29.7134 | -29.7134 | 8413.7786 | 159.174 | 0 | 0.84138
2016-01-07 06:00 | 93889.4 | 50 | -16.6 | 33.4 | 0 | 33.4 | 93.3867 | 160.6667 | 160.6667 | 0 | 160.6667 | 0 | 14.4929 | 146.1737 | 8440.5207 | -29.7134 | 0 | 0.84405
2016-01-07 07:00 | 93872.8 | 50 | -16.6 | 33.4 | 0 | 33.4 | 93.3867 | 160.6667 | 160.6667 | 0 | 160.6667 | 0 | 1.3426 | 159.3241 | 8308.9644 | 146.1737 | 0 | 0.8309
2016-01-07 08:00 | 93856.2 | 50 | -16.6 | 33.4 | 0 | 33.4 | 93.3867 | 160.6667 | 160.6667 | 0 | 160.6667 | 0 | 152.3826 | 8.2841 | 8165.5727 | 159.3241 | 0 | 0.81656
2016-01-07 09:00 | 93839.6 | 50 | -50 | 0 | 0 | 0 | 0 | 160.6667 | 0 | 0 | 0 | 160.6667 | 711.0389 | -711.0389 | 8158.117 | 8.2841 | 0 | 0.81581
2016-01-07 10:00 | 93789.6 | 50 | 150.4 | 200.4 | 0 | 200.4 | 560.32 | 1424.19 | 964 | 0 | 964 | 460.19 | 1424.19 | -460.19 | 8798.052 | -711.0389 | 0 | 0.87981
2016-01-07 11:00 | 93940 | 50 | 150.4 | 200.4 | 0 | 200.4 | 560.32 | 1454.7891 | 964 | 0 | 964 | 490.7891 | 1454.7891 | -490.7891 | 9212.223 | -460.19 | 0 | 0.92122
2016-01-07 12:00 | 94090.4 | 50 | 150.4 | 200.4 | 0 | 200.4 | 560.32 | 2152.5489 | 964 | 0 | 964 | 1188.5489 | 2152.5489 | -1188.5489 | 9653.9331 | -490.7891 | 0 | 0.96539
2016-01-07 13:00 | 94240.8 | 50 | 150.4 | 200.4 | 0 | 200.4 | 560.32 | 2272.0486 | 964 | 0 | 964 | 1308.0486 | 2272.0486 | -1308.0486 | 9900 | -273.4076 | -1461.9566 | 0.99
2016-01-07 14:00 | 94391.2 | 50 | 150.4 | 200.4 | 0 | 200.4 | 560.32 | 2157.8457 | 964 | 0 | 964 | 1193.8457 | 2157.8457 | -1193.8457 | 9900 | 0 | -1308.0486 | 0.99
2016-01-07 15:00 | 94541.6 | 50 | 150.4 | 200.4 | 0 | 200.4 | 560.32 | 1866.3888 | 964 | 0 | 964 | 902.3888 | 1866.3888 | -902.3888 | 9900 | 0 | -1193.8457 | 0.99
2016-01-07 16:00 | 94692 | 50 | 150.4 | 200.4 | 0 | 200.4 | 560.32 | 1410.0742 | 964 | 0 | 964 | 446.0742 | 1410.0742 | -446.0742 | 9900 | 0 | -902.3888 | 0.99
2016-01-07 17:00 | 94842.4 | 50 | -50 | 0 | 0 | 0 | 0 | 160.6667 | 0 | 0 | 0 | 160.6667 | 780.4712 | -780.4712 | 9900 | 0 | -446.0742 | 0.99
2016-01-07 18:00 | 94792.4 | 50 | -16.6 | 33.4 | 0 | 33.4 | 93.3867 | 160.6667 | 160.6667 | 0 | 160.6667 | 0 | 90.5549 | 70.1118 | 9900 | 0 | -780.4712 | 0.99
2016-01-07 19:00 | 94775.8 | 50 | -16.6 | 33.4 | 0 | 33.4 | 93.3867 | 160.6667 | 160.6667 | 0 | 160.6667 | 0 | 44.984 | 115.6826 | 9836.8994 | 70.1118 | 0 | 0.98369
2016-01-07 20:00 | 94759.2 | 50 | -16.6 | 33.4 | 0 | 33.4 | 93.3867 | 160.6667 | 160.6667 | 0 | 160.6667 | 0 | 365.1896 | -204.5229 | 9732.7851 | 115.6826 | 0 | 0.97328
2016-01-07 21:00 | 94742.6 | 50 | -50 | 0 | 0 | 0 | 0 | 160.6667 | 0 | 0 | 0 | 160.6667 | 493.8297 | -493.8297 | 9900 | -185.7944 | -390.3173 | 0.99
2016-01-07 22:00 | 94692.6 | 50 | -16.6 | 33.4 | 0 | 33.4 | 93.3867 | 160.6667 | 160.6667 | 0 | 160.6667 | 0 | 391.0668 | -230.4001 | 9900 | 0 | -493.8297 | 0.99
2016-01-07 23:00 | 94676 | 50 | -16.6 | 33.4 | 0 | 33.4 | 93.3867 | 160.6667 | 160.6667 | 0 | 160.6667 | 2.8422e-14 | 488.6473 | -327.9806 | 9900 | 0 | -230.4001 | 0.99
2016-01-08 | 94659.4 | 50 | -50 | 0 | 0 | 0 | 0 | 160.6667 | 0 | 0 | 0 | 160.6667 | 742.3268 | -742.3268 | 9900 | 0 | -327.9806 | 0.99
2016-01-08 01:00 | 94609.4 | 50 | -50 | 0 | 0 | 0 | 0 | 160.6667 | 0 | 0 | 0 | 160.6667 | 724.7692 | -724.7692 | 9900 | 0 | -742.3268 | 0.99
2016-01-08 02:00 | 94559.4 | 50 | -50 | 0 | 0 | 0 | 0 | 160.6667 | 0 | 0 | 0 | 160.6667 | 622.4848 | -622.4848 | 9900 | 0 | -724.7692 | 0.99
2016-01-08 03:00 | 94509.4 | 50 | -50 | 0 | 0 | 0 | 0 | 160.6667 | 0 | 0 | 0 | 160.6667 | 844.2121 | -844.2121 | 9900 | 0 | -622.4848 | 0.99
2016-01-08 04:00 | 94459.4 | 50 | -50 | 0 | 0 | 0 | 0 | 160.6667 | 0 | 0 | 0 | 160.6667 | 590.4716 | -590.4716 | 9900 | 0 | -844.2121 | 0.99
2016-01-08 05:00 | 94409.4 | 50 | -50 | 0 | 0 | 0 | 0 | 160.6667 | 0 | 0 | 0 | 160.6667 | 729.8239 | -729.8239 | 9900 | 0 | -590.4716 | 0.99
2016-01-08 06:00 | 94359.4 | 50 | -16.6 | 33.4 | 0 | 33.4 | 93.3867 | 160.6667 | 160.6667 | 0 | 160.6667 | 0 | 385.3604 | -224.6937 | 9900 | 0 | -729.8239 | 0.99
2016-01-08 07:00 | 94342.8 | 50 | -50 | 0 | 0 | 0 | 0 | 160.6667 | 0 | 0 | 0 | 160.6667 | 635.3536 | -635.3536 | 9900 | 0 | -224.6937 | 0.99
2016-01-08 08:00 | 94292.8 | 50 | -50 | 0 | 0 | 0 | 0 | 160.6667 | 0 | 0 | 0 | 160.6667 | 545.3151 | -545.3151 | 9900 | 0 | -635.3536 | 0.99
2016-01-08 09:00 | 94242.8 | 50 | 150.4 | 200.4 | 0 | 200.4 | 560.32 | 1305.1506 | 964 | 0 | 964 | 341.1506 | 1305.1506 | -341.1506 | 9900 | 0 | -545.3151 | 0.99
2016-01-08 10:00 | 94393.2 | 50 | 150.4 | 200.4 | 0 | 200.4 | 560.32 | 1287.3751 | 964 | 0 | 964 | 323.3751 | 1287.3751 | -323.3751 | 9900 | 0 | -341.1506 | 0.99
2016-01-08 11:00 | 94543.6 | 50 | 150.4 | 200.4 | 0 | 200.4 | 560.32 | 2633.0523 | 964 | 0 | 964 | 1669.0523 | 2633.0523 | -1669.0523 | 9900 | 0 | -323.3751 | 0.99
2016-01-08 12:00 | 94694 | 50 | 150.4 | 200.4 | 0 | 200.4 | 560.32 | 2998.4069 | 964 | 0 | 964 | 2034.4069 | 2998.4069 | -2034.4069 | 9900 | 0 | -1669.0523 | 0.99
2016-01-08 13:00 | 94844.4 | 50 | 150.4 | 200.4 | 0 | 200.4 | 560.32 | 3100.2455 | 964 | 0 | 964 | 2136.2455 | 3100.2455 | -2136.2455 | 9900 | 0 | -2034.4069 | 0.99
2016-01-08 14:00 | 94994.8 | 50 | 150.4 | 200.4 | 0 | 200.4 | 560.32 | 2949.6437 | 964 | 0 | 964 | 1985.6437 | 2949.6437 | -1985.6437 | 9900 | 0 | -2136.2455 | 0.99
2016-01-08 15:00 | 95145.2 | 50 | 150.4 | 200.4 | 0 | 200.4 | 560.32 | 2670.1244 | 964 | 0 | 964 | 1706.1244 | 2670.1244 | -1706.1244 | 9900 | 0 | -1985.6437 | 0.99
2016-01-08 16:00 | 95295.6 | 50 | 150.4 | 200.4 | 0 | 200.4 | 560.32 | 2202.5864 | 964 | 0 | 964 | 1238.5864 | 2202.5864 | -1238.5864 | 9900 | 0 | -1706.1244 | 0.99
2016-01-08 17:00 | 95446 | 50 | 150.4 | 200.4 | 0 | 200.4 | 560.32 | 1327.9582 | 964 | 0 | 964 | 363.9582 | 1327.9582 | -363.9582 | 9900 | 0 | -1238.5864 | 0.99
2016-01-08 18:00 | 95596.4 | 50 | -50 | 0 | 0 | 0 | 0 | 160.6667 | 0 | 0 | 0 | 160.6667 | 493.4103 | -493.4103 | 9900 | 0 | -363.9582 | 0.99
2016-01-08 19:00 | 95546.4 | 50 | -16.6 | 33.4 | 0 | 33.4 | 93.3867 | 160.6667 | 160.6667 | 0 | 160.6667 | 0 | 254.8039 | -94.1372 | 9900 | 0 | -493.4103 | 0.99
2016-01-08 20:00 | 95529.8 | 50 | -16.6 | 33.4 | 0 | 33.4 | 93.3867 | 160.6667 | 160.6667 | 0 | 160.6667 | 0 | 137.1891 | 23.4776 | 9900 | 0 | -94.1372 | 0.99
2016-01-08 21:00 | 95513.2 | 50 | -16.6 | 33.4 | 0 | 33.4 | 93.3867 | 160.6667 | 160.6667 | 0 | 160.6667 | 0 | 104.5657 | 56.101 | 9878.8702 | 23.4776 | 0 | 0.98789
2016-01-08 22:00 | 95496.6 | 50 | -16.6 | 33.4 | 0 | 33.4 | 93.3867 | 160.6667 | 160.6667 | 0 | 160.6667 | 0 | 128.7619 | 31.9048 | 9828.3793 | 56.101 | 0 | 0.98284
2016-01-08 23:00 | 95480 | 50 | -16.6 | 33.4 | 0 | 33.4 | 93.3867 | 160.6667 | 160.6667 | 0 | 160.6667 | 0 | 126.6147 | 34.0519 | 9799.665 | 31.9048 | 0 | 0.97997
2016-01-09 | 95463.4 | 50 | -16.6 | 33.4 | 0 | 33.4 | 93.3867 | 160.6667 | 160.6667 | 0 | 160.6667 | 0 | 77.0647 | 83.6019 | 9769.0182 | 34.0519 | 0 | 0.9769
2016-01-09 01:00 | 95446.8 | 50 | -16.6 | 33.4 | 0 | 33.4 | 93.3867 | 160.6667 | 160.6667 | 0 | 160.6667 | 0 | 135.6421 | 25.0246 | 9693.7765 | 83.6019 | 0 | 0.96938
2016-01-09 02:00 | 95430.2 | 50 | -16.6 | 33.4 | 0 | 33.4 | 93.3867 | 160.6667 | 160.6667 | 0 | 160.6667 | 0 | 92.4167 | 68.2499 | 9671.2544 | 25.0246 | 0 | 0.96713
2016-01-09 03:00 | 95413.6 | 50 | -16.6 | 33.4 | 0 | 33.4 | 93.3867 | 160.6667 | 160.6667 | 0 | 160.6667 | 0 | 53.5389 | 107.1278 | 9609.8294 | 68.2499 | 0 | 0.96098
2016-01-09 04:00 | 95397 | 50 | -16.6 | 33.4 | 0 | 33.4 | 93.3867 | 160.6667 | 160.6667 | 0 | 160.6667 | 0 | 53.4313 | 107.2353 | 9513.4144 | 107.1278 | 0 | 0.95134
2016-01-09 05:00 | 95380.4 | 50 | -16.6 | 33.4 | 0 | 33.4 | 93.3867 | 160.6667 | 160.6667 | 0 | 160.6667 | 0 | 24.0807 | 136.586 | 9416.9026 | 107.2353 | 0 | 0.94169
2016-01-09 06:00 | 95363.8 | 50 | -16.6 | 33.4 | 0 | 33.4 | 93.3867 | 160.6667 | 160.6667 | 0 | 160.6667 | 0 | 20.7166 | 139.9501 | 9293.9752 | 136.586 | 0 | 0.9294
2016-01-09 07:00 | 95347.2 | 50 | -16.6 | 33.4 | 0 | 33.4 | 93.3867 | 160.6667 | 160.6667 | 0 | 160.6667 | 0 | 24.8981 | 135.7686 | 9168.0202 | 139.9501 | 0 | 0.9168
2016-01-09 08:00 | 95330.6 | 50 | -16.6 | 33.4 | 0 | 33.4 | 93.3867 | 160.6667 | 160.6667 | 0 | 160.6667 | 0 | 173.3127 | -12.646 | 9045.8285 | 135.7686 | 0 | 0.90458
2016-01-09 09:00 | 95314 | 50 | -50 | 0 | 0 | 0 | 0 | 160.6667 | 0 | 0 | 0 | 160.6667 | 844.9226 | -844.9226 | 9057.2099 | -12.646 | 0 | 0.90572
2016-01-09 10:00 | 95264 | 50 | 150.4 | 200.4 | 0 | 200.4 | 560.32 | 1431.237 | 964 | 0 | 964 | 467.237 | 1431.237 | -467.237 | 9817.6403 | -844.9226 | 0 | 0.98176
2016-01-09 11:00 | 95414.4 | 50 | 150.4 | 200.4 | 0 | 200.4 | 560.32 | 1879.1823 | 964 | 0 | 964 | 915.1823 | 1879.1823 | -915.1823 | 9900 | -91.5108 | -558.7478 | 0.99
2016-01-09 12:00 | 95564.8 | 50 | 150.4 | 200.4 | 0 | 200.4 | 560.32 | 2162.1989 | 964 | 0 | 964 | 1198.1989 | 2162.1989 | -1198.1989 | 9900 | 0 | -915.1823 | 0.99
2016-01-09 13:00 | 95715.2 | 50 | 150.4 | 200.4 | 0 | 200.4 | 560.32 | 2253.5706 | 964 | 0 | 964 | 1289.5706 | 2253.5706 | -1289.5706 | 9900 | 0 | -1198.1989 | 0.99
2016-01-09 14:00 | 95865.6 | 50 | 150.4 | 200.4 | 0 | 200.4 | 560.32 | 2161.8201 | 964 | 0 | 964 | 1197.8201 | 2161.8201 | -1197.8201 | 9900 | 0 | -1289.5706 | 0.99
2016-01-09 15:00 | 96016 | 50 | 150.4 | 200.4 | 0 | 200.4 | 560.32 | 1874.0179 | 964 | 0 | 964 | 910.0179 | 1874.0179 | -910.0179 | 9900 | 0 | -1197.8201 | 0.99
2016-01-09 16:00 | 96166.4 | 50 | 150.4 | 200.4 | 0 | 200.4 | 560.32 | 1413.9054 | 964 | 0 | 964 | 449.9054 | 1413.9054 | -449.9054 | 9900 | 0 | -910.0179 | 0.99
2016-01-09 17:00 | 96316.8 | 50 | -50 | 0 | 0 | 0 | 0 | 160.6667 | 0 | 0 | 0 | 160.6667 | 818.3464 | -818.3464 | 9900 | 0 | -449.9054 | 0.99
2016-01-09 18:00 | 96266.8 | 50 | -16.6 | 33.4 | 0 | 33.4 | 93.3867 | 160.6667 | 160.6667 | 0 | 160.6667 | 0 | 129.1738 | 31.4929 | 9900 | 0 | -818.3464 | 0.99
2016-01-09 19:00 | 96250.2 | 50 | -16.6 | 33.4 | 0 | 33.4 | 93.3867 | 160.6667 | 160.6667 | 0 | 160.6667 | 0 | 81.9157 | 78.7509 | 9871.6564 | 31.4929 | 0 | 0.98717
2016-01-09 20:00 | 96233.6 | 50 | -16.6 | 33.4 | 0 | 33.4 | 93.3867 | 160.6667 | 160.6667 | 0 | 160.6667 | 0 | 177.8726 | -17.2059 | 9800.7806 | 78.7509 | 0 | 0.98008
2016-01-09 21:00 | 96217 | 50 | -16.6 | 33.4 | 0 | 33.4 | 93.3867 | 160.6667 | 160.6667 | 0 | 160.6667 | 0 | 75.2466 | 85.4201 | 9816.266 | -17.2059 | 0 | 0.98163
2016-01-09 22:00 | 96200.4 | 50 | -16.6 | 33.4 | 0 | 33.4 | 93.3867 | 160.6667 | 160.6667 | 0 | 160.6667 | 0 | 61.4192 | 99.2475 | 9739.3879 | 85.4201 | 0 | 0.97394
2016-01-09 23:00 | 96183.8 | 50 | -16.6 | 33.4 | 0 | 33.4 | 93.3867 | 160.6667 | 160.6667 | 0 | 160.6667 | 0 | 150.6609 | 10.0057 | 9650.0652 | 99.2475 | 0 | 0.96501
2016-01-10 | 96167.2 | 50 | -16.6 | 33.4 | 0 | 33.4 | 93.3867 | 160.6667 | 160.6667 | 0 | 160.6667 | 0 | 137.3506 | 23.316 | 9641.06 | 10.0057 | 0 | 0.96411
2016-01-10 01:00 | 96150.6 | 50 | -16.6 | 33.4 | 0 | 33.4 | 93.3867 | 160.6667 | 160.6667 | 0 | 160.6667 | 0 | 240.8134 | -80.1468 | 9620.0756 | 23.316 | 0 | 0.96201
2016-01-10 02:00 | 96134 | 50 | -16.6 | 33.4 | 0 | 33.4 | 93.3867 | 160.6667 | 160.6667 | 0 | 160.6667 | 0 | 234.9759 | -74.3092 | 9692.2077 | -80.1468 | 0 | 0.96922
2016-01-10 03:00 | 96117.4 | 50 | -16.6 | 33.4 | 0 | 33.4 | 93.3867 | 160.6667 | 160.6667 | 0 | 160.6667 | 0 | 249.5534 | -88.8867 | 9759.0859 | -74.3092 | 0 | 0.97591
2016-01-10 04:00 | 96100.8 | 50 | -16.6 | 33.4 | 0 | 33.4 | 93.3867 | 160.6667 | 160.6667 | 0 | 160.6667 | 0 | 252.146 | -91.4793 | 9839.084 | -88.8867 | 0 | 0.98391
2016-01-10 05:00 | 96084.2 | 50 | -16.6 | 33.4 | 0 | 33.4 | 93.3867 | 160.6667 | 160.6667 | 0 | 160.6667 | 0 | 252.1623 | -91.4957 | 9900 | -67.6845 | -159.1638 | 0.99
2016-01-10 06:00 | 96067.6 | 50 | -16.6 | 33.4 | 0 | 33.4 | 93.3867 | 160.6667 | 160.6667 | 0 | 160.6667 | 0 | 168.5657 | -7.899 | 9900 | 0 | -91.4957 | 0.99
2016-01-10 07:00 | 96051 | 50 | -16.6 | 33.4 | 0 | 33.4 | 93.3867 | 160.6667 | 160.6667 | 0 | 160.6667 | 0 | 161.3968 | -0.73018 | 9900 | 0 | -7.899 | 0.99
2016-01-10 08:00 | 96034.4 | 50 | -16.6 | 33.4 | 0 | 33.4 | 93.3867 | 160.6667 | 160.6667 | 0 | 160.6667 | 0 | 314.7263 | -154.0596 | 9900 | 0 | -0.73018 | 0.99
2016-01-10 09:00 | 96017.8 | 50 | -50 | 0 | 0 | 0 | 0 | 160.6667 | 0 | 0 | 0 | 160.6667 | 839.497 | -839.497 | 9900 | 0 | -154.0596 | 0.99
2016-01-10 10:00 | 95967.8 | 50 | 150.4 | 200.4 | 0 | 200.4 | 560.32 | 1436.4081 | 964 | 0 | 964 | 472.4081 | 1436.4081 | -472.4081 | 9900 | 0 | -839.497 | 0.99
2016-01-10 11:00 | 96118.2 | 50 | 150.4 | 200.4 | 0 | 200.4 | 560.32 | 1899.2587 | 964 | 0 | 964 | 935.2587 | 1899.2587 | -935.2587 | 9900 | 0 | -472.4081 | 0.99
2016-01-10 12:00 | 96268.6 | 50 | 150.4 | 200.4 | 0 | 200.4 | 560.32 | 2197.6574 | 964 | 0 | 964 | 1233.6574 | 2197.6574 | -1233.6574 | 9900 | 0 | -935.2587 | 0.99
2016-01-10 13:00 | 96419 | 50 | 150.4 | 200.4 | 0 | 200.4 | 560.32 | 2458.3135 | 964 | 0 | 964 | 1494.3135 | 2458.3135 | -1494.3135 | 9900 | 0 | -1233.6574 | 0.99
2016-01-10 14:00 | 96569.4 | 50 | 150.4 | 200.4 | 0 | 200.4 | 560.32 | 3007.7521 | 964 | 0 | 964 | 2043.7521 | 3007.7521 | -2043.7521 | 9900 | 0 | -1494.3135 | 0.99
2016-01-10 15:00 | 96719.8 | 50 | 150.4 | 200.4 | 0 | 200.4 | 560.32 | 2813.4213 | 964 | 0 | 964 | 1849.4213 | 2813.4213 | -1849.4213 | 9900 | 0 | -2043.7521 | 0.99
2016-01-10 16:00 | 96870.2 | 50 | 150.4 | 200.4 | 0 | 200.4 | 560.32 | 2039.6039 | 964 | 0 | 964 | 1075.6039 | 2039.6039 | -1075.6039 | 9900 | 0 | -1849.4213 | 0.99
2016-01-10 17:00 | 97020.6 | 50 | 150.4 | 200.4 | 0 | 200.4 | 560.32 | 1680.8025 | 964 | 0 | 964 | 716.8025 | 1680.8025 | -716.8025 | 9900 | 0 | -1075.6039 | 0.99
2016-01-10 18:00 | 97171 | 50 | 150.4 | 200.4 | 0 | 200.4 | 560.32 | 967.5301 | 964 | 0 | 964 | 3.5301 | 967.5301 | -3.5301 | 9900 | 0 | -716.8025 | 0.99
2016-01-10 19:00 | 97321.4 | 50 | -50 | 0 | 0 | 0 | 0 | 160.6667 | 0 | 0 | 0 | 160.6667 | 680.6063 | -680.6063 | 9900 | 0 | -3.5301 | 0.99
2016-01-10 20:00 | 97271.4 | 50 | -50 | 0 | 0 | 0 | 0 | 160.6667 | 0 | 0 | 0 | 160.6667 | 687.5702 | -687.5702 | 9900 | 0 | -680.6063 | 0.99
2016-01-10 21:00 | 97221.4 | 50 | -50 | 0 | 0 | 0 | 0 | 160.6667 | 0 | 0 | 0 | 160.6667 | 721.6602 | -721.6602 | 9900 | 0 | -687.5702 | 0.99
2016-01-10 22:00 | 97171.4 | 50 | -50 | 0 | 0 | 0 | 0 | 160.6667 | 0 | 0 | 0 | 160.6667 | 648.6196 | -648.6196 | 9900 | 0 | -721.6602 | 0.99
2016-01-10 23:00 | 97121.4 | 50 | -50 | 0 | 0 | 0 | 0 | 160.6667 | 0 | 0 | 0 | 160.6667 | 434.5792 | -434.5792 | 9900 | 0 | -648.6196 | 0.99
2016-01-11 | 97071.4 | 50 | -16.6 | 33.4 | 0 | 33.4 | 93.3867 | 160.6667 | 160.6667 | 0 | 160.6667 | 2.8422e-14 | 475.5362 | -314.8696 | 9900 | 0 | -434.5792 | 0.99
2016-01-11 01:00 | 97054.8 | 50 | -50 | 0 | 0 | 0 | 0 | 160.6667 | 0 | 0 | 0 | 160.6667 | 476.1333 | -476.1333 | 9900 | 0 | -314.8696 | 0.99
2016-01-11 02:00 | 97004.8 | 50 | -16.6 | 33.4 | 0 | 33.4 | 93.3867 | 160.6667 | 160.6667 | 0 | 160.6667 | 0 | 213.8108 | -53.1442 | 9900 | 0 | -476.1333 | 0.99
2016-01-11 03:00 | 96988.2 | 50 | -16.6 | 33.4 | 0 | 33.4 | 93.3867 | 160.6667 | 160.6667 | 0 | 160.6667 | 0 | 139.8672 | 20.7994 | 9900 | 0 | -53.1442 | 0.99
2016-01-11 04:00 | 96971.6 | 50 | -16.6 | 33.4 | 0 | 33.4 | 93.3867 | 160.6667 | 160.6667 | 0 | 160.6667 | 0 | 132.7215 | 27.9451 | 9881.2805 | 20.7994 | 0 | 0.98813
2016-01-11 05:00 | 96955 | 50 | -16.6 | 33.4 | 0 | 33.4 | 93.3867 | 160.6667 | 160.6667 | 0 | 160.6667 | 0 | 130.7013 | 29.9654 | 9856.1299 | 27.9451 | 0 | 0.98561
2016-01-11 06:00 | 96938.4 | 50 | -16.6 | 33.4 | 0 | 33.4 | 93.3867 | 160.6667 | 160.6667 | 0 | 160.6667 | 0 | 73.9014 | 86.7653 | 9829.161 | 29.9654 | 0 | 0.98292
2016-01-11 07:00 | 96921.8 | 50 | -16.6 | 33.4 | 0 | 33.4 | 93.3867 | 160.6667 | 160.6667 | 0 | 160.6667 | 0 | 40.1534 | 120.5133 | 9751.0723 | 86.7653 | 0 | 0.97511
2016-01-11 08:00 | 96905.2 | 50 | -16.6 | 33.4 | 0 | 33.4 | 93.3867 | 160.6667 | 160.6667 | 0 | 160.6667 | 0 | 204.4616 | -43.7949 | 9642.6103 | 120.5133 | 0 | 0.96426
2016-01-11 09:00 | 96888.6 | 50 | -50 | 0 | 0 | 0 | 0 | 160.6667 | 0 | 0 | 0 | 160.6667 | 886.6275 | -886.6275 | 9682.0258 | -43.7949 | 0 | 0.9682
2016-01-11 10:00 | 96838.6 | 50 | 150.4 | 200.4 | 0 | 200.4 | 560.32 | 1498.6879 | 964 | 0 | 964 | 534.6879 | 1498.6879 | -534.6879 | 9900 | -242.1936 | -1128.8211 | 0.99
2016-01-11 11:00 | 96989 | 50 | 150.4 | 200.4 | 0 | 200.4 | 560.32 | 1953.4771 | 964 | 0 | 964 | 989.4771 | 1953.4771 | -989.4771 | 9900 | 0 | -534.6879 | 0.99
2016-01-11 12:00 | 97139.4 | 50 | 150.4 | 200.4 | 0 | 200.4 | 560.32 | 2160.4585 | 964 | 0 | 964 | 1196.4585 | 2160.4585 | -1196.4585 | 9900 | 0 | -989.4771 | 0.99
2016-01-11 13:00 | 97289.8 | 50 | 150.4 | 200.4 | 0 | 200.4 | 560.32 | 2316.5395 | 964 | 0 | 964 | 1352.5395 | 2316.5395 | -1352.5395 | 9900 | 0 | -1196.4585 | 0.99
2016-01-11 14:00 | 97440.2 | 50 | 150.4 | 200.4 | 0 | 200.4 | 560.32 | 2214.1755 | 964 | 0 | 964 | 1250.1755 | 2214.1755 | -1250.1755 | 9900 | 0 | -1352.5395 | 0.99
2016-01-11 15:00 | 97590.6 | 50 | 150.4 | 200.4 | 0 | 200.4 | 560.32 | 1904.7711 | 964 | 0 | 964 | 940.7711 | 1904.7711 | -940.7711 | 9900 | 0 | -1250.1755 | 0.99
2016-01-11 16:00 | 97741 | 50 | 150.4 | 200.4 | 0 | 200.4 | 560.32 | 1427.9376 | 964 | 0 | 964 | 463.9376 | 1427.9376 | -463.9376 | 9900 | 0 | -940.7711 | 0.99
2016-01-11 17:00 | 97891.4 | 50 | -50 | 0 | 0 | 0 | 0 | 160.6667 | 0 | 0 | 0 | 160.6667 | 857.9144 | -857.9144 | 9900 | 0 | -463.9376 | 0.99
2016-01-11 18:00 | 97841.4 | 50 | -16.6 | 33.4 | 0 | 33.4 | 93.3867 | 160.6667 | 160.6667 | 0 | 160.6667 | 0 | 234.942 | -74.2753 | 9900 | 0 | -857.9144 | 0.99
2016-01-11 19:00 | 97824.8 | 50 | -16.6 | 33.4 | 0 | 33.4 | 93.3867 | 160.6667 | 160.6667 | 0 | 160.6667 | 0 | 92.0091 | 68.6576 | 9900 | 0 | -74.2753 | 0.99
2016-01-11 20:00 | 97808.2 | 50 | -16.6 | 33.4 | 0 | 33.4 | 93.3867 | 160.6667 | 160.6667 | 0 | 160.6667 | 0 | 77.3011 | 83.3655 | 9838.2082 | 68.6576 | 0 | 0.98382
2016-01-11 21:00 | 97791.6 | 50 | -16.6 | 33.4 | 0 | 33.4 | 93.3867 | 160.6667 | 160.6667 | 0 | 160.6667 | 0 | 103.1379 | 57.5288 | 9763.1792 | 83.3655 | 0 | 0.97632
2016-01-11 22:00 | 97775 | 50 | -16.6 | 33.4 | 0 | 33.4 | 93.3867 | 160.6667 | 160.6667 | 0 | 160.6667 | 0 | 126.1529 | 34.5137 | 9711.4033 | 57.5288 | 0 | 0.97114
2016-01-11 23:00 | 97758.4 | 50 | -16.6 | 33.4 | 0 | 33.4 | 93.3867 | 160.6667 | 160.6667 | 0 | 160.6667 | 0 | 117.2294 | 43.4372 | 9680.3409 | 34.5137 | 0 | 0.96803
2016-01-12 | 97741.8 | 50 | -16.6 | 33.4 | 0 | 33.4 | 93.3867 | 160.6667 | 160.6667 | 0 | 160.6667 | 0 | 68.9688 | 91.6978 | 9641.2474 | 43.4372 | 0 | 0.96412
2016-01-12 01:00 | 97725.2 | 50 | -16.6 | 33.4 | 0 | 33.4 | 93.3867 | 160.6667 | 160.6667 | 0 | 160.6667 | 0 | 26.3632 | 134.3035 | 9558.7194 | 91.6978 | 0 | 0.95587
2016-01-12 02:00 | 97708.6 | 50 | -16.6 | 33.4 | 0 | 33.4 | 93.3867 | 160.6667 | 160.6667 | 0 | 160.6667 | 0 | 8.3734 | 152.2932 | 9437.8463 | 134.3035 | 0 | 0.94378
2016-01-12 03:00 | 97692 | 50 | -16.6 | 33.4 | 0 | 33.4 | 93.3867 | 160.6667 | 160.6667 | 0 | 160.6667 | 0 | 9.4784 | 151.1883 | 9300.7824 | 152.2932 | 0 | 0.93008
2016-01-12 04:00 | 97675.4 | 50 | -16.6 | 33.4 | 0 | 33.4 | 93.3867 | 160.6667 | 160.6667 | 0 | 160.6667 | 0 | 22.7071 | 137.9596 | 9164.7129 | 151.1883 | 0 | 0.91647
2016-01-12 05:00 | 97658.8 | 50 | -16.6 | 33.4 | 0 | 33.4 | 93.3867 | 160.6667 | 160.6667 | 0 | 160.6667 | 0 | 38.2273 | 122.4394 | 9040.5493 | 137.9596 | 0 | 0.90405
2016-01-12 06:00 | 97642.2 | 50 | -16.6 | 33.4 | 0 | 33.4 | 93.3867 | 160.6667 | 160.6667 | 0 | 160.6667 | 0 | 4.6118 | 156.0548 | 8930.3538 | 122.4394 | 0 | 0.89304
2016-01-12 07:00 | 97625.6 | 50 | -16.6 | 33.4 | 0 | 33.4 | 93.3867 | 160.6667 | 160.6667 | 0 | 160.6667 | 0 | 0.28124 | 160.3854 | 8789.9044 | 156.0548 | 0 | 0.87899
2016-01-12 08:00 | 97609 | 50 | -16.6 | 33.4 | 0 | 33.4 | 93.3867 | 160.6667 | 160.6667 | 0 | 160.6667 | 0 | 92.5644 | 68.1023 | 8645.5576 | 160.3854 | 0 | 0.86456
2016-01-12 09:00 | 97592.4 | 50 | -50 | 0 | 0 | 0 | 0 | 160.6667 | 0 | 0 | 0 | 160.6667 | 847.302 | -847.302 | 8584.2655 | 68.1023 | 0 | 0.85843
2016-01-12 10:00 | 97542.4 | 50 | -50 | 0 | 0 | 0 | 0 | 160.6667 | 0 | 0 | 0 | 160.6667 | 882.6978 | -882.6978 | 9346.8373 | -847.302 | 0 | 0.93468
2016-01-12 11:00 | 97492.4 | 50 | 150.4 | 200.4 | 0 | 200.4 | 560.32 | 1924.5888 | 964 | 0 | 964 | 960.5888 | 1924.5888 | -960.5888 | 9900 | -614.6252 | -1497.323 | 0.99
2016-01-12 12:00 | 97642.8 | 50 | 150.4 | 200.4 | 0 | 200.4 | 560.32 | 2193.6222 | 964 | 0 | 964 | 1229.6222 | 2193.6222 | -1229.6222 | 9900 | 0 | -960.5888 | 0.99
2016-01-12 13:00 | 97793.2 | 50 | 150.4 | 200.4 | 0 | 200.4 | 560.32 | 2283.9987 | 964 | 0 | 964 | 1319.9987 | 2283.9987 | -1319.9987 | 9900 | 0 | -1229.6222 | 0.99
2016-01-12 14:00 | 97943.6 | 50 | 150.4 | 200.4 | 0 | 200.4 | 560.32 | 2173.5444 | 964 | 0 | 964 | 1209.5444 | 2173.5444 | -1209.5444 | 9900 | 0 | -1319.9987 | 0.99
2016-01-12 15:00 | 98094 | 50 | 150.4 | 200.4 | 0 | 200.4 | 560.32 | 1895.2081 | 964 | 0 | 964 | 931.2081 | 1895.2081 | -931.2081 | 9900 | 0 | -1209.5444 | 0.99
2016-01-12 16:00 | 98244.4 | 50 | 150.4 | 200.4 | 0 | 200.4 | 560.32 | 1437.5022 | 964 | 0 | 964 | 473.5022 | 1437.5022 | -473.5022 | 9900 | 0 | -931.2081 | 0.99
2016-01-12 17:00 | 98394.8 | 50 | -50 | 0 | 0 | 0 | 0 | 160.6667 | 0 | 0 | 0 | 160.6667 | 854.146 | -854.146 | 9900 | 0 | -473.5022 | 0.99
2016-01-12 18:00 | 98344.8 | 50 | -16.6 | 33.4 | 0 | 33.4 | 93.3867 | 160.6667 | 160.6667 | 0 | 160.6667 | 0 | 109.0917 | 51.575 | 9900 | 0 | -854.146 | 0.99
2016-01-12 19:00 | 98328.2 | 50 | -16.6 | 33.4 | 0 | 33.4 | 93.3867 | 160.6667 | 160.6667 | 0 | 160.6667 | 0 | 36.3524 | 124.3143 | 9853.5825 | 51.575 | 0 | 0.98536
2016-01-12 20:00 | 98311.6 | 50 | -16.6 | 33.4 | 0 | 33.4 | 93.3867 | 160.6667 | 160.6667 | 0 | 160.6667 | 0 | 54.379 | 106.2877 | 9741.6997 | 124.3143 | 0 | 0.97417
2016-01-12 21:00 | 98295 | 50 | -16.6 | 33.4 | 0 | 33.4 | 93.3867 | 160.6667 | 160.6667 | 0 | 160.6667 | 0 | 284.3149 | -123.6482 | 9646.0408 | 106.2877 | 0 | 0.9646
2016-01-12 22:00 | 98278.4 | 50 | -16.6 | 33.4 | 0 | 33.4 | 93.3867 | 160.6667 | 160.6667 | 0 | 160.6667 | 0 | 238.1066 | -77.4399 | 9757.3242 | -123.6482 | 0 | 0.97573
2016-01-12 23:00 | 98261.8 | 50 | -16.6 | 33.4 | 0 | 33.4 | 93.3867 | 160.6667 | 160.6667 | 0 | 160.6667 | 0 | 169.5238 | -8.8571 | 9827.0201 | -77.4399 | 0 | 0.9827
2016-01-13 | 98245.2 | 50 | -16.6 | 33.4 | 0 | 33.4 | 93.3867 | 160.6667 | 160.6667 | 0 | 160.6667 | 0 | 86.196 | 74.4706 | 9834.9916 | -8.8571 | 0 | 0.9835
2016-01-13 01:00 | 98228.6 | 50 | -16.6 | 33.4 | 0 | 33.4 | 93.3867 | 160.6667 | 160.6667 | 0 | 160.6667 | 0 | 70.1102 | 90.5564 | 9767.968 | 74.4706 | 0 | 0.9768
2016-01-13 02:00 | 98212 | 50 | -16.6 | 33.4 | 0 | 33.4 | 93.3867 | 160.6667 | 160.6667 | 0 | 160.6667 | 2.8422e-14 | 13.0042 | 147.6625 | 9686.4672 | 90.5564 | 0 | 0.96865
2016-01-13 03:00 | 98195.4 | 50 | -16.6 | 33.4 | 0 | 33.4 | 93.3867 | 160.6667 | 160.6667 | 0 | 160.6667 | 0 | 45.983 | 114.6837 | 9553.571 | 147.6625 | 0 | 0.95536
2016-01-13 04:00 | 98178.8 | 50 | -16.6 | 33.4 | 0 | 33.4 | 93.3867 | 160.6667 | 160.6667 | 0 | 160.6667 | 0 | 37.4845 | 123.1822 | 9450.3556 | 114.6837 | 0 | 0.94504
2016-01-13 05:00 | 98162.2 | 50 | -16.6 | 33.4 | 0 | 33.4 | 93.3867 | 160.6667 | 160.6667 | 0 | 160.6667 | 0 | 42.7455 | 117.9212 | 9339.4917 | 123.1822 | 0 | 0.93395
2016-01-13 06:00 | 98145.6 | 50 | -16.6 | 33.4 | 0 | 33.4 | 93.3867 | 160.6667 | 160.6667 | 0 | 160.6667 | 0 | 14.5752 | 146.0915 | 9233.3626 | 117.9212 | 0 | 0.92334
2016-01-13 07:00 | 98129 | 50 | -16.6 | 33.4 | 0 | 33.4 | 93.3867 | 160.6667 | 160.6667 | 0 | 160.6667 | 0 | 10.1802 | 150.4864 | 9101.8802 | 146.0915 | 0 | 0.91019
2016-01-13 08:00 | 98112.4 | 50 | -16.6 | 33.4 | 0 | 33.4 | 93.3867 | 160.6667 | 160.6667 | 0 | 160.6667 | 0 | 164.0843 | -3.4177 | 8966.4424 | 150.4864 | 0 | 0.89664
2016-01-13 09:00 | 98095.8 | 50 | -50 | 0 | 0 | 0 | 0 | 160.6667 | 0 | 0 | 0 | 160.6667 | 866.6548 | -866.6548 | 8969.5184 | -3.4177 | 0 | 0.89695
2016-01-13 10:00 | 98045.8 | 50 | 150.4 | 200.4 | 0 | 200.4 | 560.32 | 1477.0681 | 964 | 0 | 964 | 513.0681 | 1477.0681 | -513.0681 | 9749.5076 | -866.6548 | 0 | 0.97495
2016-01-13 11:00 | 98196.2 | 50 | 150.4 | 200.4 | 0 | 200.4 | 560.32 | 1781.1782 | 964 | 0 | 964 | 817.1782 | 1781.1782 | -817.1782 | 9900 | -167.2137 | -680.2819 | 0.99
2016-01-13 12:00 | 98346.6 | 50 | 150.4 | 200.4 | 0 | 200.4 | 560.32 | 2182.9553 | 964 | 0 | 964 | 1218.9553 | 2182.9553 | -1218.9553 | 9900 | 0 | -817.1782 | 0.99
2016-01-13 13:00 | 98497 | 50 | 150.4 | 200.4 | 0 | 200.4 | 560.32 | 2287.7 | 964 | 0 | 964 | 1323.7 | 2287.7 | -1323.7 | 9900 | 0 | -1218.9553 | 0.99
2016-01-13 14:00 | 98647.4 | 50 | 150.4 | 200.4 | 0 | 200.4 | 560.32 | 2253.5944 | 964 | 0 | 964 | 1289.5944 | 2253.5944 | -1289.5944 | 9900 | 0 | -1323.7 | 0.99
2016-01-13 15:00 | 98797.8 | 50 | 150.4 | 200.4 | 0 | 200.4 | 560.32 | 1987.9586 | 964 | 0 | 964 | 1023.9586 | 1987.9586 | -1023.9586 | 9900 | 0 | -1289.5944 | 0.99
2016-01-13 16:00 | 98948.2 | 50 | 150.4 | 200.4 | 0 | 200.4 | 560.32 | 1668.7887 | 964 | 0 | 964 | 704.7887 | 1668.7887 | -704.7887 | 9900 | 0 | -1023.9586 | 0.99
2016-01-13 17:00 | 99098.6 | 50 | 150.4 | 200.4 | 0 | 200.4 | 560.32 | 1107.0433 | 964 | 0 | 964 | 143.0433 | 1107.0433 | -143.0433 | 9900 | 0 | -704.7887 | 0.99
2016-01-13 18:00 | 99249 | 50 | -16.6 | 33.4 | 0 | 33.4 | 93.3867 | 160.6667 | 160.6667 | 0 | 160.6667 | 0 | 379.5233 | -218.8566 | 9900 | 0 | -143.0433 | 0.99
2016-01-13 19:00 | 99232.4 | 50 | -16.6 | 33.4 | 0 | 33.4 | 93.3867 | 160.6667 | 160.6667 | 0 | 160.6667 | 0 | 201.7771 | -41.1104 | 9900 | 0 | -218.8566 | 0.99
2016-01-13 20:00 | 99215.8 | 50 | -16.6 | 33.4 | 0 | 33.4 | 93.3867 | 160.6667 | 160.6667 | 0 | 160.6667 | 0 | 135.4459 | 25.2208 | 9900 | 0 | -41.1104 | 0.99
2016-01-13 21:00 | 99199.2 | 50 | -16.6 | 33.4 | 0 | 33.4 | 93.3867 | 160.6667 | 160.6667 | 0 | 160.6667 | 0 | 140.8947 | 19.772 | 9877.3013 | 25.2208 | 0 | 0.98773
2016-01-13 22:00 | 99182.6 | 50 | -16.6 | 33.4 | 0 | 33.4 | 93.3867 | 160.6667 | 160.6667 | 0 | 160.6667 | 0 | 92.9793 | 67.6874 | 9859.5065 | 19.772 | 0 | 0.98595
2016-01-13 23:00 | 99166 | 50 | -16.6 | 33.4 | 0 | 33.4 | 93.3867 | 160.6667 | 160.6667 | 0 | 160.6667 | 0 | 66.205 | 94.4617 | 9798.5879 | 67.6874 | 0 | 0.97986
2016-01-14 | 99149.4 | 50 | -16.6 | 33.4 | 0 | 33.4 | 93.3867 | 160.6667 | 160.6667 | 0 | 160.6667 | 0 | 22.8387 | 137.828 | 9713.5723 | 94.4617 | 0 | 0.97136
2016-01-14 01:00 | 99132.8 | 50 | -16.6 | 33.4 | 0 | 33.4 | 93.3867 | 160.6667 | 160.6667 | 0 | 160.6667 | 0 | 13.5882 | 147.0785 | 9589.5272 | 137.828 | 0 | 0.95895
2016-01-14 02:00 | 99116.2 | 50 | -16.6 | 33.4 | 0 | 33.4 | 93.3867 | 160.6667 | 160.6667 | 0 | 160.6667 | 0 | 5.361 | 155.3056 | 9457.1565 | 147.0785 | 0 | 0.94572
2016-01-14 03:00 | 99099.6 | 50 | -16.6 | 33.4 | 0 | 33.4 | 93.3867 | 160.6667 | 160.6667 | 0 | 160.6667 | 0 | 17.0756 | 143.5911 | 9317.3814 | 155.3056 | 0 | 0.93174
2016-01-14 04:00 | 99083 | 50 | -16.6 | 33.4 | 0 | 33.4 | 93.3867 | 160.6667 | 160.6667 | 0 | 160.6667 | 0 | 48.6621 | 112.0045 | 9188.1495 | 143.5911 | 0 | 0.91881
2016-01-14 05:00 | 99066.4 | 50 | -16.6 | 33.4 | 0 | 33.4 | 93.3867 | 160.6667 | 160.6667 | 0 | 160.6667 | 0 | 120.9466 | 39.72 | 9087.3454 | 112.0045 | 0 | 0.90873
2016-01-14 06:00 | 99049.8 | 50 | -16.6 | 33.4 | 0 | 33.4 | 93.3867 | 160.6667 | 160.6667 | 0 | 160.6667 | 0 | 127.9077 | 32.759 | 9051.5974 | 39.72 | 0 | 0.90516
2016-01-14 07:00 | 99033.2 | 50 | -16.6 | 33.4 | 0 | 33.4 | 93.3867 | 160.6667 | 160.6667 | 0 | 160.6667 | 0 | 181.9817 | -21.315 | 9022.1143 | 32.759 | 0 | 0.90221
2016-01-14 08:00 | 99016.6 | 50 | -50 | 0 | 0 | 0 | 0 | 160.6667 | 0 | 0 | 0 | 160.6667 | 427.736 | -427.736 | 9041.2978 | -21.315 | 0 | 0.90413
2016-01-14 09:00 | 98966.6 | 50 | 150.4 | 200.4 | 0 | 200.4 | 560.32 | 1078.8877 | 964 | 0 | 964 | 114.8877 | 1078.8877 | -114.8877 | 9426.2602 | -427.736 | 0 | 0.94263
2016-01-14 10:00 | 99117 | 50 | 150.4 | 200.4 | 0 | 200.4 | 560.32 | 1683.6838 | 964 | 0 | 964 | 719.6838 | 1683.6838 | -719.6838 | 9529.6591 | -114.8877 | 0 | 0.95297
2016-01-14 11:00 | 99267.4 | 50 | 150.4 | 200.4 | 0 | 200.4 | 560.32 | 2082.109 | 964 | 0 | 964 | 1118.109 | 2082.109 | -1118.109 | 9900 | -411.4899 | -1131.1737 | 0.99
2016-01-14 12:00 | 99417.8 | 50 | 150.4 | 200.4 | 0 | 200.4 | 560.32 | 2308.4396 | 964 | 0 | 964 | 1344.4396 | 2308.4396 | -1344.4396 | 9900 | 0 | -1118.109 | 0.99
2016-01-14 13:00 | 99568.2 | 50 | 150.4 | 200.4 | 0 | 200.4 | 560.32 | 2392.2929 | 964 | 0 | 964 | 1428.2929 | 2392.2929 | -1428.2929 | 9900 | 0 | -1344.4396 | 0.99
2016-01-14 14:00 | 99718.6 | 50 | 150.4 | 200.4 | 0 | 200.4 | 560.32 | 2329.291 | 964 | 0 | 964 | 1365.291 | 2329.291 | -1365.291 | 9900 | 0 | -1428.2929 | 0.99
2016-01-14 15:00 | 99869 | 50 | 150.4 | 200.4 | 0 | 200.4 | 560.32 | 2052.5081 | 964 | 0 | 964 | 1088.5081 | 2052.5081 | -1088.5081 | 9900 | 0 | -1365.291 | 0.99
2016-01-14 16:00 | 100019.4 | 50 | 150.4 | 200.4 | 0 | 200.4 | 560.32 | 1582.6902 | 964 | 0 | 964 | 618.6902 | 1582.6902 | -618.6902 | 9900 | 0 | -1088.5081 | 0.99
2016-01-14 17:00 | 100169.8 | 50 | -50 | 0 | 0 | 0 | 0 | 160.6667 | 0 | 0 | 0 | 160.6667 | 920.1798 | -920.1798 | 9900 | 0 | -618.6902 | 0.99
2016-01-14 18:00 | 100119.8 | 50 | -16.6 | 33.4 | 0 | 33.4 | 93.3867 | 160.6667 | 160.6667 | 0 | 160.6667 | 0 | 329.5969 | -168.9302 | 9900 | 0 | -920.1798 | 0.99
2016-01-14 19:00 | 100103.2 | 50 | -16.6 | 33.4 | 0 | 33.4 | 93.3867 | 160.6667 | 160.6667 | 0 | 160.6667 | 0 | 169.443 | -8.7763 | 9900 | 0 | -168.9302 | 0.99
2016-01-14 20:00 | 100086.6 | 50 | -16.6 | 33.4 | 0 | 33.4 | 93.3867 | 160.6667 | 160.6667 | 0 | 160.6667 | 0 | 136.4618 | 24.2049 | 9900 | 0 | -8.7763 | 0.99
2016-01-14 21:00 | 100070 | 50 | -16.6 | 33.4 | 0 | 33.4 | 93.3867 | 160.6667 | 160.6667 | 0 | 160.6667 | 0 | 118.707 | 41.9596 | 9878.2156 | 24.2049 | 0 | 0.98782
2016-01-14 22:00 | 100053.4 | 50 | -16.6 | 33.4 | 0 | 33.4 | 93.3867 | 160.6667 | 160.6667 | 0 | 160.6667 | 0 | 155.7633 | 4.9033 | 9840.4519 | 41.9596 | 0 | 0.98405
2016-01-14 23:00 | 100036.8 | 50 | -16.6 | 33.4 | 0 | 33.4 | 93.3867 | 160.6667 | 160.6667 | 0 | 160.6667 | 0 | 89.2534 | 71.4133 | 9836.0389 | 4.9033 | 0 | 0.9836
2016-01-15 | 100020.2 | 50 | -16.6 | 33.4 | 0 | 33.4 | 93.3867 | 160.6667 | 160.6667 | 0 | 160.6667 | 0 | 92.1232 | 68.5435 | 9771.767 | 71.4133 | 0 | 0.97718
2016-01-15 01:00 | 100003.6 | 50 | -16.6 | 33.4 | 0 | 33.4 | 93.3867 | 160.6667 | 160.6667 | 0 | 160.6667 | 0 | 74.2193 | 86.4473 | 9710.0779 | 68.5435 | 0 | 0.97101
2016-01-15 02:00 | 99987 | 50 | -16.6 | 33.4 | 0 | 33.4 | 93.3867 | 160.6667 | 160.6667 | 0 | 160.6667 | 0 | 51.4232 | 109.2434 | 9632.2753 | 86.4473 | 0 | 0.96323
2016-01-15 03:00 | 99970.4 | 50 | -16.6 | 33.4 | 0 | 33.4 | 93.3867 | 160.6667 | 160.6667 | 0 | 160.6667 | 0 | 33.8218 | 126.8449 | 9533.9562 | 109.2434 | 0 | 0.9534
2016-01-15 04:00 | 99953.8 | 50 | -16.6 | 33.4 | 0 | 33.4 | 93.3867 | 160.6667 | 160.6667 | 0 | 160.6667 | 0 | 12.9548 | 147.7118 | 9419.7958 | 126.8449 | 0 | 0.94198
2016-01-15 05:00 | 99937.2 | 50 | -16.6 | 33.4 | 0 | 33.4 | 93.3867 | 160.6667 | 160.6667 | 0 | 160.6667 | 0 | 13.6924 | 146.9743 | 9286.8552 | 147.7118 | 0 | 0.92869
2016-01-15 06:00 | 99920.6 | 50 | -16.6 | 33.4 | 0 | 33.4 | 93.3867 | 160.6667 | 160.6667 | 0 | 160.6667 | 0 | 15.8089 | 144.8577 | 9154.5783 | 146.9743 | 0 | 0.91546
2016-01-15 07:00 | 99904 | 50 | -16.6 | 33.4 | 0 | 33.4 | 93.3867 | 160.6667 | 160.6667 | 0 | 160.6667 | 0 | 15.5841 | 145.0825 | 9024.2063 | 144.8577 | 0 | 0.90242
2016-01-15 08:00 | 99887.4 | 50 | -16.6 | 33.4 | 0 | 33.4 | 93.3867 | 160.6667 | 160.6667 | 0 | 160.6667 | 0 | 176.6221 | -15.9555 | 8893.632 | 145.0825 | 0 | 0.88936
2016-01-15 09:00 | 99870.8 | 50 | -50 | 0 | 0 | 0 | 0 | 160.6667 | 0 | 0 | 0 | 160.6667 | 864.932 | -864.932 | 8907.992 | -15.9555 | 0 | 0.8908
2016-01-15 10:00 | 99820.8 | 50 | 150.4 | 200.4 | 0 | 200.4 | 560.32 | 1484.9234 | 964 | 0 | 964 | 520.9234 | 1484.9234 | -520.9234 | 9686.4308 | -864.932 | 0 | 0.96864
2016-01-15 11:00 | 99971.2 | 50 | 150.4 | 200.4 | 0 | 200.4 | 560.32 | 1977.6551 | 964 | 0 | 964 | 1013.6551 | 1977.6551 | -1013.6551 | 9900 | -237.2991 | -758.2225 | 0.99
2016-01-15 12:00 | 100121.6 | 50 | 150.4 | 200.4 | 0 | 200.4 | 560.32 | 2262.64 | 964 | 0 | 964 | 1298.64 | 2262.64 | -1298.64 | 9900 | 0 | -1013.6551 | 0.99
2016-01-15 13:00 | 100272 | 50 | 150.4 | 200.4 | 0 | 200.4 | 560.32 | 2344.5717 | 964 | 0 | 964 | 1380.5717 | 2344.5717 | -1380.5717 | 9900 | 0 | -1298.64 | 0.99
2016-01-15 14:00 | 100422.4 | 50 | 150.4 | 200.4 | 0 | 200.4 | 560.32 | 2252.168 | 964 | 0 | 964 | 1288.168 | 2252.168 | -1288.168 | 9900 | 0 | -1380.5717 | 0.99
2016-01-15 15:00 | 100572.8 | 50 | 150.4 | 200.4 | 0 | 200.4 | 560.32 | 1960.567 | 964 | 0 | 964 | 996.567 | 1960.567 | -996.567 | 9900 | 0 | -1288.168 | 0.99
2016-01-15 16:00 | 100723.2 | 50 | -50 | 0 | 0 | 0 | 0 | 160.6667 | 0 | 0 | 0 | 160.6667 | 750.0598 | -750.0598 | 9900 | 0 | -996.567 | 0.99
2016-01-15 17:00 | 100673.2 | 50 | -50 | 0 | 0 | 0 | 0 | 160.6667 | 0 | 0 | 0 | 160.6667 | 903.9396 | -903.9396 | 9900 | 0 | -750.0598 | 0.99
2016-01-15 18:00 | 100623.2 | 50 | -16.6 | 33.4 | 0 | 33.4 | 93.3867 | 160.6667 | 160.6667 | 0 | 160.6667 | 0 | 187.2073 | -26.5406 | 9900 | 0 | -903.9396 | 0.99
2016-01-15 19:00 | 100606.6 | 50 | -16.6 | 33.4 | 0 | 33.4 | 93.3867 | 160.6667 | 160.6667 | 0 | 160.6667 | 0 | 18.7837 | 141.883 | 9900 | 0 | -26.5406 | 0.99
2016-01-15 20:00 | 100590 | 50 | -16.6 | 33.4 | 0 | 33.4 | 93.3867 | 160.6667 | 160.6667 | 0 | 160.6667 | 0 | 24.0313 | 136.6353 | 9772.3053 | 141.883 | 0 | 0.97723
2016-01-15 21:00 | 100573.4 | 50 | -16.6 | 33.4 | 0 | 33.4 | 93.3867 | 160.6667 | 160.6667 | 0 | 160.6667 | 0 | 53.4364 | 107.2302 | 9649.3335 | 136.6353 | 0 | 0.96493
2016-01-15 22:00 | 100556.8 | 50 | -16.6 | 33.4 | 0 | 33.4 | 93.3867 | 160.6667 | 160.6667 | 0 | 160.6667 | 0 | 83.3506 | 77.316 | 9552.8263 | 107.2302 | 0 | 0.95528
2016-01-15 23:00 | 100540.2 | 50 | -16.6 | 33.4 | 0 | 33.4 | 93.3867 | 160.6667 | 160.6667 | 0 | 160.6667 | 0 | 41.5877 | 119.0789 | 9483.2419 | 77.316 | 0 | 0.94832
2016-01-16 | 100523.6 | 50 | -16.6 | 33.4 | 0 | 33.4 | 93.3867 | 160.6667 | 160.6667 | 0 | 160.6667 | 0 | 19.6939 | 140.9727 | 9376.0708 | 119.0789 | 0 | 0.93761
2016-01-16 01:00 | 100507 | 50 | -16.6 | 33.4 | 0 | 33.4 | 93.3867 | 160.6667 | 160.6667 | 0 | 160.6667 | 0 | 16.0091 | 144.6576 | 9249.1954 | 140.9727 | 0 | 0.92492
2016-01-16 02:00 | 100490.4 | 50 | -16.6 | 33.4 | 0 | 33.4 | 93.3867 | 160.6667 | 160.6667 | 0 | 160.6667 | 0 | 18.5123 | 142.1544 | 9119.0036 | 144.6576 | 0 | 0.9119
2016-01-16 03:00 | 100473.8 | 50 | -16.6 | 33.4 | 0 | 33.4 | 93.3867 | 160.6667 | 160.6667 | 0 | 160.6667 | 2.8422e-14 | 22.0381 | 138.6286 | 8991.0646 | 142.1544 | 0 | 0.89911
2016-01-16 04:00 | 100457.2 | 50 | -16.6 | 33.4 | 0 | 33.4 | 93.3867 | 160.6667 | 160.6667 | 0 | 160.6667 | 0 | 18.6932 | 141.9734 | 8866.2989 | 138.6286 | 0 | 0.88663
2016-01-16 05:00 | 100440.6 | 50 | -16.6 | 33.4 | 0 | 33.4 | 93.3867 | 160.6667 | 160.6667 | 0 | 160.6667 | 0 | 11.998 | 148.6687 | 8738.5228 | 141.9734 | 0 | 0.87385
2016-01-16 06:00 | 100424 | 50 | -16.6 | 33.4 | 0 | 33.4 | 93.3867 | 160.6667 | 160.6667 | 0 | 160.6667 | 0 | 6.8952 | 153.7714 | 8604.721 | 148.6687 | 0 | 0.86047
2016-01-16 07:00 | 100407.4 | 50 | -16.6 | 33.4 | 0 | 33.4 | 93.3867 | 160.6667 | 160.6667 | 0 | 160.6667 | 0 | 21.3143 | 139.3524 | 8466.3267 | 153.7714 | 0 | 0.84663
2016-01-16 08:00 | 100390.8 | 50 | -16.6 | 33.4 | 0 | 33.4 | 93.3867 | 160.6667 | 160.6667 | 0 | 160.6667 | 0 | 140.6389 | 20.0278 | 8340.9096 | 139.3524 | 0 | 0.83409
2016-01-16 09:00 | 100374.2 | 50 | -50 | 0 | 0 | 0 | 0 | 160.6667 | 0 | 0 | 0 | 160.6667 | 898.1958 | -898.1958 | 8322.8846 | 20.0278 | 0 | 0.83229
2016-01-16 10:00 | 100324.2 | 50 | 150.4 | 200.4 | 0 | 200.4 | 560.32 | 1481.2663 | 964 | 0 | 964 | 517.2663 | 1481.2663 | -517.2663 | 9131.2608 | -898.1958 | 0 | 0.91313
2016-01-16 11:00 | 100474.6 | 50 | 150.4 | 200.4 | 0 | 200.4 | 560.32 | 1937.7011 | 964 | 0 | 964 | 973.7011 | 1937.7011 | -973.7011 | 9596.8004 | -517.2663 | 0 | 0.95968
2016-01-16 12:00 | 100625 | 50 | 150.4 | 200.4 | 0 | 200.4 | 560.32 | 2222.5075 | 964 | 0 | 964 | 1258.5075 | 2222.5075 | -1258.5075 | 9900 | -336.8884 | -1310.5895 | 0.99
2016-01-16 13:00 | 100775.4 | 50 | 150.4 | 200.4 | 0 | 200.4 | 560.32 | 2318.0219 | 964 | 0 | 964 | 1354.0219 | 2318.0219 | -1354.0219 | 9900 | 0 | -1258.5075 | 0.99
2016-01-16 14:00 | 100925.8 | 50 | 150.4 | 200.4 | 0 | 200.4 | 560.32 | 965.6398 | 964 | 0 | 964 | 1.6398 | 965.6398 | -1.6398 | 9900 | 0 | -1354.0219 | 0.99
2016-01-16 15:00 | 101076.2 | 50 | 150.4 | 200.4 | 0 | 200.4 | 560.32 | 1948.1742 | 964 | 0 | 964 | 984.1742 | 1948.1742 | -984.1742 | 9900 | 0 | -1.6398 | 0.99
2016-01-16 16:00 | 101226.6 | 50 | 150.4 | 200.4 | 0 | 200.4 | 560.32 | 1470.9002 | 964 | 0 | 964 | 506.9002 | 1470.9002 | -506.9002 | 9900 | 0 | -984.1742 | 0.99
2016-01-16 17:00 | 101377 | 50 | -50 | 0 | 0 | 0 | 0 | 160.6667 | 0 | 0 | 0 | 160.6667 | 868.4518 | -868.4518 | 9900 | 0 | -506.9002 | 0.99
2016-01-16 18:00 | 101327 | 50 | -16.6 | 33.4 | 0 | 33.4 | 93.3867 | 160.6667 | 160.6667 | 0 | 160.6667 | 0 | 175.0836 | -14.417 | 9900 | 0 | -868.4518 | 0.99
2016-01-16 19:00 | 101310.4 | 50 | -16.6 | 33.4 | 0 | 33.4 | 93.3867 | 160.6667 | 160.6667 | 0 | 160.6667 | 0 | 13.9117 | 146.755 | 9900 | 0 | -14.417 | 0.99
2016-01-16 20:00 | 101293.8 | 50 | -16.6 | 33.4 | 0 | 33.4 | 93.3867 | 160.6667 | 160.6667 | 0 | 160.6667 | 0 | 21.1717 | 139.495 | 9767.9205 | 146.755 | 0 | 0.97679
2016-01-16 21:00 | 101277.2 | 50 | -16.6 | 33.4 | 0 | 33.4 | 93.3867 | 160.6667 | 160.6667 | 0 | 160.6667 | 0 | 15.6746 | 144.9921 | 9642.3751 | 139.495 | 0 | 0.96424
2016-01-16 22:00 | 101260.6 | 50 | -16.6 | 33.4 | 0 | 33.4 | 93.3867 | 160.6667 | 160.6667 | 0 | 160.6667 | 0 | 2.0698 | 158.5968 | 9511.8822 | 144.9921 | 0 | 0.95119
2016-01-16 23:00 | 101244 | 50 | -16.6 | 33.4 | 0 | 33.4 | 93.3867 | 160.6667 | 160.6667 | 0 | 160.6667 | 0 | 0.70216 | 159.9645 | 9369.1451 | 158.5968 | 0 | 0.93691
2016-01-17 | 101227.4 | 50 | -16.6 | 33.4 | 0 | 33.4 | 93.3867 | 160.6667 | 160.6667 | 0 | 160.6667 | 0 | 0.33218 | 160.3345 | 9225.177 | 159.9645 | 0 | 0.92252
2016-01-17 01:00 | 101210.8 | 50 | -16.6 | 33.4 | 0 | 33.4 | 93.3867 | 160.6667 | 160.6667 | 0 | 160.6667 | 0 | 0 | 160.6667 | 9080.876 | 160.3345 | 0 | 0.90809
2016-01-17 02:00 | 101194.2 | 50 | -16.6 | 33.4 | 0 | 33.4 | 93.3867 | 160.6667 | 160.6667 | 0 | 160.6667 | 0 | 0.70866 | 159.958 | 8936.276 | 160.6667 | 0 | 0.89363
2016-01-17 03:00 | 101177.6 | 50 | -16.6 | 33.4 | 0 | 33.4 | 93.3867 | 160.6667 | 160.6667 | 0 | 160.6667 | 0 | 1.7639 | 158.9027 | 8792.3138 | 159.958 | 0 | 0.87923
2016-01-17 04:00 | 101161 | 50 | -16.6 | 33.4 | 0 | 33.4 | 93.3867 | 160.6667 | 160.6667 | 0 | 160.6667 | 0 | 1.0136 | 159.6531 | 8649.3013 | 158.9027 | 0 | 0.86493
2016-01-17 05:00 | 101144.4 | 50 | -16.6 | 33.4 | 0 | 33.4 | 93.3867 | 160.6667 | 160.6667 | 0 | 160.6667 | 0 | 0.77893 | 159.8877 | 8505.6135 | 159.6531 | 0 | 0.85056
2016-01-17 06:00 | 101127.8 | 50 | -16.6 | 33.4 | 0 | 33.4 | 93.3867 | 160.6667 | 160.6667 | 0 | 160.6667 | 0 | 1.615 | 159.0517 | 8361.7145 | 159.8877 | 0 | 0.83617
2016-01-17 07:00 | 101111.2 | 50 | -16.6 | 33.4 | 0 | 33.4 | 93.3867 | 160.6667 | 160.6667 | 0 | 160.6667 | 0 | 3.8649 | 156.8017 | 8218.5681 | 159.0517 | 0 | 0.82186
2016-01-17 08:00 | 101094.6 | 50 | -16.6 | 33.4 | 0 | 33.4 | 93.3867 | 160.6667 | 160.6667 | 0 | 160.6667 | 0 | 159.2603 | 1.4063 | 8077.4465 | 156.8017 | 0 | 0.80774
2016-01-17 09:00 | 101078 | 50 | -50 | 0 | 0 | 0 | 0 | 160.6667 | 0 | 0 | 0 | 160.6667 | 856.3065 | -856.3065 | 8076.1808 | 1.4063 | 0 | 0.80762
2016-01-17 10:00 | 101028 | 50 | 150.4 | 200.4 | 0 | 200.4 | 560.32 | 1455.7575 | 964 | 0 | 964 | 491.7575 | 1455.7575 | -491.7575 | 8846.8567 | -856.3065 | 0 | 0.88469
2016-01-17 11:00 | 101178.4 | 50 | 150.4 | 200.4 | 0 | 200.4 | 560.32 | 1917.5307 | 964 | 0 | 964 | 953.5307 | 1917.5307 | -953.5307 | 9289.4384 | -491.7575 | 0 | 0.92894
2016-01-17 12:00 | 101328.8 | 50 | 150.4 | 200.4 | 0 | 200.4 | 560.32 | 978.9314 | 964 | 0 | 964 | 14.9314 | 978.9314 | -14.9314 | 9900 | -678.4017 | -1631.9324 | 0.99
2016-01-17 13:00 | 101479.2 | 50 | 150.4 | 200.4 | 0 | 200.4 | 560.32 | 2383.6473 | 964 | 0 | 964 | 1419.6473 | 2383.6473 | -1419.6473 | 9900 | 0 | -14.9314 | 0.99
2016-01-17 14:00 | 101629.6 | 50 | 150.4 | 200.4 | 0 | 200.4 | 560.32 | 2266.4258 | 964 | 0 | 964 | 1302.4258 | 2266.4258 | -1302.4258 | 9900 | 0 | -1419.6473 | 0.99
2016-01-17 15:00 | 101780 | 50 | 150.4 | 200.4 | 0 | 200.4 | 560.32 | 2025.9323 | 964 | 0 | 964 | 1061.9323 | 2025.9323 | -1061.9323 | 9900 | 0 | -1302.4258 | 0.99
2016-01-17 16:00 | 101930.4 | 50 | 150.4 | 200.4 | 0 | 200.4 | 560.32 | 1555.688 | 964 | 0 | 964 | 591.688 | 1555.688 | -591.688 | 9900 | 0 | -1061.9323 | 0.99
2016-01-17 17:00 | 102080.8 | 50 | -50 | 0 | 0 | 0 | 0 | 160.6667 | 0 | 0 | 0 | 160.6667 | 960.7105 | -960.7105 | 9900 | 0 | -591.688 | 0.99
2016-01-17 18:00 | 102030.8 | 50 | -16.6 | 33.4 | 0 | 33.4 | 93.3867 | 160.6667 | 160.6667 | 0 | 160.6667 | 0 | 187.0253 | -26.3586 | 9900 | 0 | -960.7105 | 0.99
2016-01-17 19:00 | 102014.2 | 50 | -16.6 | 33.4 | 0 | 33.4 | 93.3867 | 160.6667 | 160.6667 | 0 | 160.6667 | 0 | 6.2453 | 154.4214 | 9900 | 0 | -26.3586 | 0.99
2016-01-17 20:00 | 101997.6 | 50 | -16.6 | 33.4 | 0 | 33.4 | 93.3867 | 160.6667 | 160.6667 | 0 | 160.6667 | 0 | 0.4342 | 160.2325 | 9761.0208 | 154.4214 | 0 | 0.9761
2016-01-17 21:00 | 101981 | 50 | -16.6 | 33.4 | 0 | 33.4 | 93.3867 | 160.6667 | 160.6667 | 0 | 160.6667 | 0 | 0 | 160.6667 | 9616.8116 | 160.2325 | 0 | 0.96168
2016-01-17 22:00 | 101964.4 | 50 | -16.6 | 33.4 | 0 | 33.4 | 93.3867 | 160.6667 | 160.6667 | 0 | 160.6667 | 0 | 0.83102 | 159.8356 | 9472.2116 | 160.6667 | 0 | 0.94722
2016-01-17 23:00 | 101947.8 | 50 | -16.6 | 33.4 | 0 | 33.4 | 93.3867 | 160.6667 | 160.6667 | 0 | 160.6667 | 0 | 22.3123 | 138.3544 | 9328.3595 | 159.8356 | 0 | 0.93284
2016-01-18 | 101931.2 | 50 | -16.6 | 33.4 | 0 | 33.4 | 93.3867 | 160.6667 | 160.6667 | 0 | 160.6667 | 0 | 15.0906 | 145.576 | 9203.8405 | 138.3544 | 0 | 0.92038
2016-01-18 01:00 | 101914.6 | 50 | -16.6 | 33.4 | 0 | 33.4 | 93.3867 | 160.6667 | 160.6667 | 0 | 160.6667 | 0 | 35.2971 | 125.3695 | 9072.8221 | 145.576 | 0 | 0.90728
2016-01-18 02:00 | 101898 | 50 | -16.6 | 33.4 | 0 | 33.4 | 93.3867 | 160.6667 | 160.6667 | 0 | 160.6667 | 0 | 42.0693 | 118.5974 | 8959.9895 | 125.3695 | 0 | 0.896
2016-01-18 03:00 | 101881.4 | 50 | -16.6 | 33.4 | 0 | 33.4 | 93.3867 | 160.6667 | 160.6667 | 0 | 160.6667 | 0 | 31.7676 | 128.8991 | 8853.2518 | 118.5974 | 0 | 0.88533
2016-01-18 04:00 | 101864.8 | 50 | -16.6 | 33.4 | 0 | 33.4 | 93.3867 | 160.6667 | 160.6667 | 0 | 160.6667 | 0 | 102.7058 | 57.9609 | 8737.2427 | 128.8991 | 0 | 0.87372
2016-01-18 05:00 | 101848.2 | 50 | -16.6 | 33.4 | 0 | 33.4 | 93.3867 | 160.6667 | 160.6667 | 0 | 160.6667 | 0 | 25.3489 | 135.3177 | 8685.0779 | 57.9609 | 0 | 0.86851
2016-01-18 06:00 | 101831.6 | 50 | -16.6 | 33.4 | 0 | 33.4 | 93.3867 | 160.6667 | 160.6667 | 0 | 160.6667 | 0 | 5.9417 | 154.725 | 8563.2919 | 135.3177 | 0 | 0.85633
2016-01-18 07:00 | 101815 | 50 | -16.6 | 33.4 | 0 | 33.4 | 93.3867 | 160.6667 | 160.6667 | 0 | 160.6667 | 0 | 0.84069 | 159.826 | 8424.0394 | 154.725 | 0 | 0.8424
2016-01-18 08:00 | 101798.4 | 50 | -16.6 | 33.4 | 0 | 33.4 | 93.3867 | 160.6667 | 160.6667 | 0 | 160.6667 | 0 | 173.2007 | -12.5341 | 8280.1961 | 159.826 | 0 | 0.82802
2016-01-18 09:00 | 101781.8 | 50 | -50 | 0 | 0 | 0 | 0 | 160.6667 | 0 | 0 | 0 | 160.6667 | 863.3358 | -863.3358 | 8291.4767 | -12.5341 | 0 | 0.82915
2016-01-18 10:00 | 101731.8 | 50 | 150.4 | 200.4 | 0 | 200.4 | 560.32 | 1460.9163 | 964 | 0 | 964 | 496.9163 | 1460.9163 | -496.9163 | 9068.4789 | -863.3358 | 0 | 0.90685
2016-01-18 11:00 | 101882.2 | 50 | 150.4 | 200.4 | 0 | 200.4 | 560.32 | 1927.2841 | 964 | 0 | 964 | 963.2841 | 1927.2841 | -963.2841 | 9515.7037 | -496.9163 | 0 | 0.95157
2016-01-18 12:00 | 102032.6 | 50 | 150.4 | 200.4 | 0 | 200.4 | 560.32 | 2253.6521 | 964 | 0 | 964 | 1289.6521 | 2253.6521 | -1289.6521 | 9900 | -426.9959 | -1390.2801 | 0.99
2016-01-18 13:00 | 102183 | 50 | 150.4 | 200.4 | 0 | 200.4 | 560.32 | 2367.3714 | 964 | 0 | 964 | 1403.3714 | 2367.3714 | -1403.3714 | 9900 | 0 | -1289.6521 | 0.99
2016-01-18 14:00 | 102333.4 | 50 | 150.4 | 200.4 | 0 | 200.4 | 560.32 | 2266.5979 | 964 | 0 | 964 | 1302.5979 | 2266.5979 | -1302.5979 | 9900 | 0 | -1403.3714 | 0.99
2016-01-18 15:00 | 102483.8 | 50 | 150.4 | 200.4 | 0 | 200.4 | 560.32 | 2027.6178 | 964 | 0 | 964 | 1063.6178 | 2027.6178 | -1063.6178 | 9900 | 0 | -1302.5979 | 0.99
2016-01-18 16:00 | 102634.2 | 50 | 150.4 | 200.4 | 0 | 200.4 | 560.32 | 1576.5654 | 964 | 0 | 964 | 612.5654 | 1576.5654 | -612.5654 | 9900 | 0 | -1063.6178 | 0.99
2016-01-18 17:00 | 102784.6 | 50 | 150.4 | 200.4 | 0 | 200.4 | 560.32 | 977.5143 | 964 | 0 | 964 | 13.5143 | 977.5143 | -13.5143 | 9900 | 0 | -612.5654 | 0.99
2016-01-18 18:00 | 102935 | 50 | -16.6 | 33.4 | 0 | 33.4 | 93.3867 | 160.6667 | 160.6667 | 0 | 160.6667 | 0 | 289.5886 | -128.922 | 9900 | 0 | -13.5143 | 0.99
2016-01-18 19:00 | 102918.4 | 50 | -16.6 | 33.4 | 0 | 33.4 | 93.3867 | 160.6667 | 160.6667 | 0 | 160.6667 | 0 | 44.1593 | 116.5074 | 9900 | 0 | -128.922 | 0.99
2016-01-18 20:00 | 102901.8 | 50 | -16.6 | 33.4 | 0 | 33.4 | 93.3867 | 160.6667 | 160.6667 | 0 | 160.6667 | 0 | 6.0444 | 154.6222 | 9795.1434 | 116.5074 | 0 | 0.97951
2016-01-18 21:00 | 102885.2 | 50 | -16.6 | 33.4 | 0 | 33.4 | 93.3867 | 160.6667 | 160.6667 | 0 | 160.6667 | 0 | 0.74517 | 159.9215 | 9655.9834 | 154.6222 | 0 | 0.9656
2016-01-18 22:00 | 102868.6 | 50 | -16.6 | 33.4 | 0 | 33.4 | 93.3867 | 160.6667 | 160.6667 | 0 | 160.6667 | 0 | 17.4293 | 143.2374 | 9512.054 | 159.9215 | 0 | 0.95121
2016-01-18 23:00 | 102852 | 50 | -50 | 0 | 0 | 0 | 0 | 160.6667 | 0 | 0 | 0 | 160.6667 | 10.1364 | -10.1364 | 9383.1404 | 143.2374 | 0 | 0.93831
2016-01-19 | 102802 | 50 | -16.6 | 33.4 | 0 | 33.4 | 93.3867 | 160.6667 | 160.6667 | 0 | 160.6667 | 0 | 54.7632 | 105.9035 | 9392.2631 | -10.1364 | 0 | 0.93923
2016-01-19 01:00 | 102785.4 | 50 | -16.6 | 33.4 | 0 | 33.4 | 93.3867 | 160.6667 | 160.6667 | 0 | 160.6667 | 0 | 94.0881 | 66.5786 | 9296.95 | 105.9035 | 0 | 0.92969
2016-01-19 02:00 | 102768.8 | 50 | -16.6 | 33.4 | 0 | 33.4 | 93.3867 | 160.6667 | 160.6667 | 0 | 160.6667 | 0 | 136.3117 | 24.355 | 9237.0293 | 66.5786 | 0 | 0.9237
2016-01-19 03:00 | 102752.2 | 50 | -16.6 | 33.4 | 0 | 33.4 | 93.3867 | 160.6667 | 160.6667 | 0 | 160.6667 | 0 | 223.1215 | -62.4549 | 9215.1098 | 24.355 | 0 | 0.92151
2016-01-19 04:00 | 102735.6 | 50 | -16.6 | 33.4 | 0 | 33.4 | 93.3867 | 160.6667 | 160.6667 | 0 | 160.6667 | 0 | 249.8143 | -89.1476 | 9271.3192 | -62.4549 | 0 | 0.92713
2016-01-19 05:00 | 102719 | 50 | -16.6 | 33.4 | 0 | 33.4 | 93.3867 | 160.6667 | 160.6667 | 0 | 160.6667 | 0 | 270.5717 | -109.9051 | 9351.552 | -89.1476 | 0 | 0.93516
2016-01-19 06:00 | 102702.4 | 50 | -16.6 | 33.4 | 0 | 33.4 | 93.3867 | 160.6667 | 160.6667 | 0 | 160.6667 | 0 | 248.1674 | -87.5008 | 9450.4666 | -109.9051 | 0 | 0.94505
2016-01-19 07:00 | 102685.8 | 50 | -16.6 | 33.4 | 0 | 33.4 | 93.3867 | 160.6667 | 160.6667 | 0 | 160.6667 | 0 | 147.7633 | 12.9033 | 9529.2173 | -87.5008 | 0 | 0.95292
2016-01-19 08:00 | 102669.2 | 50 | -16.6 | 33.4 | 0 | 33.4 | 93.3867 | 160.6667 | 160.6667 | 0 | 160.6667 | 0 | 220.5218 | -59.8552 | 9517.6043 | 12.9033 | 0 | 0.95176
2016-01-19 09:00 | 102652.6 | 50 | -50 | 0 | 0 | 0 | 0 | 160.6667 | 0 | 0 | 0 | 160.6667 | 914.4381 | -914.4381 | 9571.4739 | -59.8552 | 0 | 0.95715
2016-01-19 10:00 | 102602.6 | 50 | 150.4 | 200.4 | 0 | 200.4 | 560.32 | 1493.6154 | 964 | 0 | 964 | 529.6154 | 1493.6154 | -529.6154 | 9900 | -365.029 | -1279.467 | 0.99
2016-01-19 11:00 | 102753 | 50 | 150.4 | 200.4 | 0 | 200.4 | 560.32 | 1971.1373 | 964 | 0 | 964 | 1007.1373 | 1971.1373 | -1007.1373 | 9900 | 0 | -529.6154 | 0.99
2016-01-19 12:00 | 102903.4 | 50 | 150.4 | 200.4 | 0 | 200.4 | 560.32 | 2358.8133 | 964 | 0 | 964 | 1394.8133 | 2358.8133 | -1394.8133 | 9900 | 0 | -1007.1373 | 0.99
2016-01-19 13:00 | 103053.8 | 50 | 150.4 | 200.4 | 0 | 200.4 | 560.32 | 2535.1287 | 964 | 0 | 964 | 1571.1287 | 2535.1287 | -1571.1287 | 9900 | 0 | -1394.8133 | 0.99
2016-01-19 14:00 | 103204.2 | 50 | 150.4 | 200.4 | 0 | 200.4 | 560.32 | 1857.3748 | 964 | 0 | 964 | 893.3748 | 1857.3748 | -893.3748 | 9900 | 0 | -1571.1287 | 0.99
2016-01-19 15:00 | 103354.6 | 50 | 150.4 | 200.4 | 0 | 200.4 | 560.32 | 2690.0494 | 964 | 0 | 964 | 1726.0494 | 2690.0494 | -1726.0494 | 9900 | 0 | -893.3748 | 0.99
2016-01-19 16:00 | 103505 | 50 | 150.4 | 200.4 | 0 | 200.4 | 560.32 | 1652.9456 | 964 | 0 | 964 | 688.9456 | 1652.9456 | -688.9456 | 9900 | 0 | -1726.0494 | 0.99
2016-01-19 17:00 | 103655.4 | 50 | 150.4 | 200.4 | 0 | 200.4 | 560.32 | 1690.5519 | 964 | 0 | 964 | 726.5519 | 1690.5519 | -726.5519 | 9900 | 0 | -688.9456 | 0.99
2016-01-19 18:00 | 103805.8 | 50 | 150.4 | 200.4 | 0 | 200.4 | 560.32 | 1059.509 | 964 | 0 | 964 | 95.509 | 1059.509 | -95.509 | 9900 | 0 | -726.5519 | 0.99
2016-01-19 19:00 | 103956.2 | 50 | -50 | 0 | 0 | 0 | 0 | 160.6667 | 0 | 0 | 0 | 160.6667 | 749.7078 | -749.7078 | 9900 | 0 | -95.509 | 0.99
2016-01-19 20:00 | 103906.2 | 50 | -50 | 0 | 0 | 0 | 0 | 160.6667 | 0 | 0 | 0 | 160.6667 | 769.9272 | -769.9272 | 9900 | 0 | -749.7078 | 0.99
2016-01-19 21:00 | 103856.2 | 50 | -50 | 0 | 0 | 0 | 0 | 160.6667 | 0 | 0 | 0 | 160.6667 | 846.8225 | -846.8225 | 9900 | 0 | -769.9272 | 0.99
2016-01-19 22:00 | 103806.2 | 50 | -50 | 0 | 0 | 0 | 0 | 160.6667 | 0 | 0 | 0 | 160.6667 | 799.5181 | -799.5181 | 9900 | 0 | -846.8225 | 0.99
2016-01-19 23:00 | 103756.2 | 50 | -50 | 0 | 0 | 0 | 0 | 160.6667 | 0 | 0 | 0 | 160.6667 | 693.0982 | -693.0982 | 9900 | 0 | -799.5181 | 0.99
2016-01-20 | 103706.2 | 50 | -50 | 0 | 0 | 0 | 0 | 160.6667 | 0 | 0 | 0 | 160.6667 | 542.6503 | -542.6503 | 9900 | 0 | -693.0982 | 0.99
2016-01-20 01:00 | 103656.2 | 50 | -16.6 | 33.4 | 0 | 33.4 | 93.3867 | 160.6667 | 160.6667 | 0 | 160.6667 | 2.8422e-14 | 485.065 | -324.3984 | 9900 | 0 | -542.6503 | 0.99
2016-01-20 02:00 | 103639.6 | 50 | -50 | 0 | 0 | 0 | 0 | 160.6667 | 0 | 0 | 0 | 160.6667 | 575.6432 | -575.6432 | 9900 | 0 | -324.3984 | 0.99
2016-01-20 03:00 | 103589.6 | 50 | -50 | 0 | 0 | 0 | 0 | 160.6667 | 0 | 0 | 0 | 160.6667 | 730.4726 | -730.4726 | 9900 | 0 | -575.6432 | 0.99
2016-01-20 04:00 | 103539.6 | 50 | -50 | 0 | 0 | 0 | 0 | 160.6667 | 0 | 0 | 0 | 160.6667 | 791.2871 | -791.2871 | 9900 | 0 | -730.4726 | 0.99
2016-01-20 05:00 | 103489.6 | 50 | -50 | 0 | 0 | 0 | 0 | 160.6667 | 0 | 0 | 0 | 160.6667 | 748.8802 | -748.8802 | 9900 | 0 | -791.2871 | 0.99
2016-01-20 06:00 | 103439.6 | 50 | -50 | 0 | 0 | 0 | 0 | 160.6667 | 0 | 0 | 0 | 160.6667 | 656.0073 | -656.0073 | 9900 | 0 | -748.8802 | 0.99
2016-01-20 07:00 | 103389.6 | 50 | -50 | 0 | 0 | 0 | 0 | 160.6667 | 0 | 0 | 0 | 160.6667 | 711.1702 | -711.1702 | 9900 | 0 | -656.0073 | 0.99
2016-01-20 08:00 | 103339.6 | 50 | -50 | 0 | 0 | 0 | 0 | 160.6667 | 0 | 0 | 0 | 160.6667 | 695.1368 | -695.1368 | 9900 | 0 | -711.1702 | 0.99
2016-01-20 09:00 | 103289.6 | 50 | 150.4 | 200.4 | 0 | 200.4 | 560.32 | 1232.4145 | 964 | 0 | 964 | 268.4145 | 1232.4145 | -268.4145 | 9900 | 0 | -695.1368 | 0.99
2016-01-20 10:00 | 103440 | 50 | 150.4 | 200.4 | 0 | 200.4 | 560.32 | 1898.2972 | 964 | 0 | 964 | 934.2972 | 1898.2972 | -934.2972 | 9900 | 0 | -268.4145 | 0.99
2016-01-20 11:00 | 103590.4 | 50 | 150.4 | 200.4 | 0 | 200.4 | 560.32 | 2361.5059 | 964 | 0 | 964 | 1397.5059 | 2361.5059 | -1397.5059 | 9900 | 0 | -934.2972 | 0.99
2016-01-20 12:00 | 103740.8 | 50 | 150.4 | 200.4 | 0 | 200.4 | 560.32 | 2658.1108 | 964 | 0 | 964 | 1694.1108 | 2658.1108 | -1694.1108 | 9900 | 0 | -1397.5059 | 0.99
2016-01-20 13:00 | 103891.2 | 50 | 150.4 | 200.4 | 0 | 200.4 | 560.32 | 1553.1861 | 964 | 0 | 964 | 589.1861 | 1553.1861 | -589.1861 | 9900 | 0 | -1694.1108 | 0.99
2016-01-20 14:00 | 104041.6 | 50 | 150.4 | 200.4 | 0 | 200.4 | 560.32 | 1334.6615 | 964 | 0 | 964 | 370.6615 | 1334.6615 | -370.6615 | 9900 | 0 | -589.1861 | 0.99
2016-01-20 15:00 | 104192 | 50 | 150.4 | 200.4 | 0 | 200.4 | 560.32 | 2118.038 | 964 | 0 | 964 | 1154.038 | 2118.038 | -1154.038 | 9900 | 0 | -370.6615 | 0.99
2016-01-20 16:00 | 104342.4 | 50 | 150.4 | 200.4 | 0 | 200.4 | 560.32 | 1785.5371 | 964 | 0 | 964 | 821.5371 | 1785.5371 | -821.5371 | 9900 | 0 | -1154.038 | 0.99
2016-01-20 17:00 | 104492.8 | 50 | 150.4 | 200.4 | 0 | 200.4 | 560.32 | 1231.001 | 964 | 0 | 964 | 267.001 | 1231.001 | -267.001 | 9900 | 0 | -821.5371 | 0.99
2016-01-20 18:00 | 104643.2 | 50 | -50 | 0 | 0 | 0 | 0 | 160.6667 | 0 | 0 | 0 | 160.6667 | 524.4386 | -524.4386 | 9900 | 0 | -267.001 | 0.99
2016-01-20 19:00 | 104593.2 | 50 | -16.6 | 33.4 | 0 | 33.4 | 93.3867 | 160.6667 | 160.6667 | 0 | 160.6667 | 0 | 246.6999 | -86.0332 | 9900 | 0 | -524.4386 | 0.99
2016-01-20 20:00 | 104576.6 | 50 | -16.6 | 33.4 | 0 | 33.4 | 93.3867 | 160.6667 | 160.6667 | 0 | 160.6667 | 0 | 126.3261 | 34.3406 | 9900 | 0 | -86.0332 | 0.99
2016-01-20 21:00 | 104560 | 50 | -16.6 | 33.4 | 0 | 33.4 | 93.3867 | 160.6667 | 160.6667 | 0 | 160.6667 | 0 | 68.8058 | 91.8609 | 9869.0935 | 34.3406 | 0 | 0.98691
2016-01-20 22:00 | 104543.4 | 50 | -16.6 | 33.4 | 0 | 33.4 | 93.3867 | 160.6667 | 160.6667 | 0 | 160.6667 | 0 | 158.5801 | 2.0866 | 9786.4187 | 91.8609 | 0 | 0.97864
2016-01-20 23:00 | 104526.8 | 50 | -16.6 | 33.4 | 0 | 33.4 | 93.3867 | 160.6667 | 160.6667 | 0 | 160.6667 | 0 | 171.0361 | -10.3694 | 9784.5408 | 2.0866 | 0 | 0.97845
2016-01-21 | 104510.2 | 50 | -16.6 | 33.4 | 0 | 33.4 | 93.3867 | 160.6667 | 160.6667 | 0 | 160.6667 | 0 | 152.8427 | 7.8239 | 9793.8732 | -10.3694 | 0 | 0.97939
2016-01-21 01:00 | 104493.6 | 50 | -16.6 | 33.4 | 0 | 33.4 | 93.3867 | 160.6667 | 160.6667 | 0 | 160.6667 | 0 | 112.6464 | 48.0202 | 9786.8317 | 7.8239 | 0 | 0.97868
2016-01-21 02:00 | 104477 | 50 | -16.6 | 33.4 | 0 | 33.4 | 93.3867 | 160.6667 | 160.6667 | 0 | 160.6667 | 0 | 123.4748 | 37.1919 | 9743.6135 | 48.0202 | 0 | 0.97436
2016-01-21 03:00 | 104460.4 | 50 | -16.6 | 33.4 | 0 | 33.4 | 93.3867 | 160.6667 | 160.6667 | 0 | 160.6667 | 0 | 133.2294 | 27.4372 | 9710.1408 | 37.1919 | 0 | 0.97101
2016-01-21 04:00 | 104443.8 | 50 | -16.6 | 33.4 | 0 | 33.4 | 93.3867 | 160.6667 | 160.6667 | 0 | 160.6667 | 0 | 70.1999 | 90.4667 | 9685.4473 | 27.4372 | 0 | 0.96854
2016-01-21 05:00 | 104427.2 | 50 | -16.6 | 33.4 | 0 | 33.4 | 93.3867 | 160.6667 | 160.6667 | 0 | 160.6667 | 0 | 96.9498 | 63.7169 | 9604.0272 | 90.4667 | 0 | 0.9604
2016-01-21 06:00 | 104410.6 | 50 | -16.6 | 33.4 | 0 | 33.4 | 93.3867 | 160.6667 | 160.6667 | 0 | 160.6667 | 0 | 91.2019 | 69.4647 | 9546.682 | 63.7169 | 0 | 0.95467
2016-01-21 07:00 | 104394 | 50 | -16.6 | 33.4 | 0 | 33.4 | 93.3867 | 160.6667 | 160.6667 | 0 | 160.6667 | 0 | 99.1755 | 61.4911 | 9484.1638 | 69.4647 | 0 | 0.94842
2016-01-21 08:00 | 104377.4 | 50 | -16.6 | 33.4 | 0 | 33.4 | 93.3867 | 160.6667 | 160.6667 | 0 | 160.6667 | 0 | 254.9516 | -94.285 | 9428.8218 | 61.4911 | 0 | 0.94288
2016-01-21 09:00 | 104360.8 | 50 | -50 | 0 | 0 | 0 | 0 | 160.6667 | 0 | 0 | 0 | 160.6667 | 912.5891 | -912.5891 | 9513.6782 | -94.285 | 0 | 0.95137
2016-01-21 10:00 | 104310.8 | 50 | 150.4 | 200.4 | 0 | 200.4 | 560.32 | 1532.2907 | 964 | 0 | 964 | 568.2907 | 1532.2907 | -568.2907 | 9900 | -429.2464 | -1341.8355 | 0.99
2016-01-21 11:00 | 104461.2 | 50 | 150.4 | 200.4 | 0 | 200.4 | 560.32 | 2045.9392 | 964 | 0 | 964 | 1081.9392 | 2045.9392 | -1081.9392 | 9900 | 0 | -568.2907 | 0.99
2016-01-21 12:00 | 104611.6 | 50 | 150.4 | 200.4 | 0 | 200.4 | 560.32 | 2410.6739 | 964 | 0 | 964 | 1446.6739 | 2410.6739 | -1446.6739 | 9900 | 0 | -1081.9392 | 0.99
2016-01-21 13:00 | 104762 | 50 | 150.4 | 200.4 | 0 | 200.4 | 560.32 | 2446.6941 | 964 | 0 | 964 | 1482.6941 | 2446.6941 | -1482.6941 | 9900 | 0 | -1446.6739 | 0.99
2016-01-21 14:00 | 104912.4 | 50 | 150.4 | 200.4 | 0 | 200.4 | 560.32 | 2337.8561 | 964 | 0 | 964 | 1373.8561 | 2337.8561 | -1373.8561 | 9900 | 0 | -1482.6941 | 0.99
2016-01-21 15:00 | 105062.8 | 50 | 150.4 | 200.4 | 0 | 200.4 | 560.32 | 2110.8816 | 964 | 0 | 964 | 1146.8816 | 2110.8816 | -1146.8816 | 9900 | 0 | -1373.8561 | 0.99
2016-01-21 16:00 | 105213.2 | 50 | 150.4 | 200.4 | 0 | 200.4 | 560.32 | 1711.4887 | 964 | 0 | 964 | 747.4887 | 1711.4887 | -747.4887 | 9900 | 0 | -1146.8816 | 0.99
2016-01-21 17:00 | 105363.6 | 50 | 150.4 | 200.4 | 0 | 200.4 | 560.32 | 1135.8705 | 964 | 0 | 964 | 171.8705 | 1135.8705 | -171.8705 | 9900 | 0 | -747.4887 | 0.99
2016-01-21 18:00 | 105514 | 50 | -50 | 0 | 0 | 0 | 0 | 160.6667 | 0 | 0 | 0 | 160.6667 | 460.7198 | -460.7198 | 9900 | 0 | -171.8705 | 0.99
2016-01-21 19:00 | 105464 | 50 | -16.6 | 33.4 | 0 | 33.4 | 93.3867 | 160.6667 | 160.6667 | 0 | 160.6667 | 0 | 172.4906 | -11.8239 | 9900 | 0 | -460.7198 | 0.99
2016-01-21 20:00 | 105447.4 | 50 | -16.6 | 33.4 | 0 | 33.4 | 93.3867 | 160.6667 | 160.6667 | 0 | 160.6667 | 0 | 105.5931 | 55.0736 | 9900 | 0 | -11.8239 | 0.99
2016-01-21 21:00 | 105430.8 | 50 | -16.6 | 33.4 | 0 | 33.4 | 93.3867 | 160.6667 | 160.6667 | 0 | 160.6667 | 0 | 60.7588 | 99.9078 | 9850.4338 | 55.0736 | 0 | 0.98504
2016-01-21 22:00 | 105414.2 | 50 | -16.6 | 33.4 | 0 | 33.4 | 93.3867 | 160.6667 | 160.6667 | 0 | 160.6667 | 0 | 47.3353 | 113.3313 | 9760.5167 | 99.9078 | 0 | 0.97605
2016-01-21 23:00 | 105397.6 | 50 | -16.6 | 33.4 | 0 | 33.4 | 93.3867 | 160.6667 | 160.6667 | 0 | 160.6667 | 0 | 31.5115 | 129.1552 | 9658.5185 | 113.3313 | 0 | 0.96585
2016-01-22 | 105381 | 50 | -16.6 | 33.4 | 0 | 33.4 | 93.3867 | 160.6667 | 160.6667 | 0 | 160.6667 | 0 | 24.7905 | 135.8761 | 9542.2788 | 129.1552 | 0 | 0.95423
2016-01-22 01:00 | 105364.4 | 50 | -16.6 | 33.4 | 0 | 33.4 | 93.3867 | 160.6667 | 160.6667 | 0 | 160.6667 | 0 | 22.4137 | 138.253 | 9419.9903 | 135.8761 | 0 | 0.942
2016-01-22 02:00 | 105347.8 | 50 | -16.6 | 33.4 | 0 | 33.4 | 93.3867 | 160.6667 | 160.6667 | 0 | 160.6667 | 0 | 22.825 | 137.8417 | 9295.5627 | 138.253 | 0 | 0.92956
2016-01-22 03:00 | 105331.2 | 50 | -16.6 | 33.4 | 0 | 33.4 | 93.3867 | 160.6667 | 160.6667 | 0 | 160.6667 | 0 | 22.644 | 138.0227 | 9171.5051 | 137.8417 | 0 | 0.91715
2016-01-22 04:00 | 105314.6 | 50 | -16.6 | 33.4 | 0 | 33.4 | 93.3867 | 160.6667 | 160.6667 | 0 | 160.6667 | 2.8422e-14 | 27.0394 | 133.6273 | 9047.2847 | 138.0227 | 0 | 0.90473
2016-01-22 05:00 | 105298 | 50 | -16.6 | 33.4 | 0 | 33.4 | 93.3867 | 160.6667 | 160.6667 | 0 | 160.6667 | 0 | 33.8935 | 126.7732 | 8927.0202 | 133.6273 | 0 | 0.8927
2016-01-22 06:00 | 105281.4 | 50 | -16.6 | 33.4 | 0 | 33.4 | 93.3867 | 160.6667 | 160.6667 | 0 | 160.6667 | 0 | 50.4294 | 110.2372 | 8812.9243 | 126.7732 | 0 | 0.88129
2016-01-22 07:00 | 105264.8 | 50 | -16.6 | 33.4 | 0 | 33.4 | 93.3867 | 160.6667 | 160.6667 | 0 | 160.6667 | 0 | 39.7538 | 120.9128 | 8713.7108 | 110.2372 | 0 | 0.87137
2016-01-22 08:00 | 105248.2 | 50 | -16.6 | 33.4 | 0 | 33.4 | 93.3867 | 160.6667 | 160.6667 | 0 | 160.6667 | 0 | 204.1823 | -43.5156 | 8604.8893 | 120.9128 | 0 | 0.86049
2016-01-22 09:00 | 105231.6 | 50 | -50 | 0 | 0 | 0 | 0 | 160.6667 | 0 | 0 | 0 | 160.6667 | 881.9967 | -881.9967 | 8644.0533 | -43.5156 | 0 | 0.86441
2016-01-22 10:00 | 105181.6 | 50 | 150.4 | 200.4 | 0 | 200.4 | 560.32 | 1495.2404 | 964 | 0 | 964 | 531.2404 | 1495.2404 | -531.2404 | 9437.8504 | -881.9967 | 0 | 0.94379
2016-01-22 11:00 | 105332 | 50 | 150.4 | 200.4 | 0 | 200.4 | 560.32 | 1968.1176 | 964 | 0 | 964 | 1004.1176 | 1968.1176 | -1004.1176 | 9900 | -513.4996 | -1044.74 | 0.99
2016-01-22 12:00 | 105482.4 | 50 | 150.4 | 200.4 | 0 | 200.4 | 560.32 | 2271.652 | 964 | 0 | 964 | 1307.652 | 2271.652 | -1307.652 | 9900 | 0 | -1004.1176 | 0.99
2016-01-22 13:00 | 105632.8 | 50 | 150.4 | 200.4 | 0 | 200.4 | 560.32 | 2379.449 | 964 | 0 | 964 | 1415.449 | 2379.449 | -1415.449 | 9900 | 0 | -1307.652 | 0.99
2016-01-22 14:00 | 105783.2 | 50 | 150.4 | 200.4 | 0 | 200.4 | 560.32 | 2287.9017 | 964 | 0 | 964 | 1323.9017 | 2287.9017 | -1323.9017 | 9900 | 0 | -1415.449 | 0.99
2016-01-22 15:00 | 105933.6 | 50 | 150.4 | 200.4 | 0 | 200.4 | 560.32 | 2003.7229 | 964 | 0 | 964 | 1039.7229 | 2003.7229 | -1039.7229 | 9900 | 0 | -1323.9017 | 0.99
2016-01-22 16:00 | 106084 | 50 | -50 | 0 | 0 | 0 | 0 | 160.6667 | 0 | 0 | 0 | 160.6667 | 928.3979 | -928.3979 | 9900 | 0 | -1039.7229 | 0.99
2016-01-22 17:00 | 106034 | 50 | -50 | 0 | 0 | 0 | 0 | 160.6667 | 0 | 0 | 0 | 160.6667 | 954.8919 | -954.8919 | 9900 | 0 | -928.3979 | 0.99
2016-01-22 18:00 | 105984 | 50 | -16.6 | 33.4 | 0 | 33.4 | 93.3867 | 160.6667 | 160.6667 | 0 | 160.6667 | 0 | 271.5773 | -110.9107 | 9900 | 0 | -954.8919 | 0.99
2016-01-22 19:00 | 105967.4 | 50 | -16.6 | 33.4 | 0 | 33.4 | 93.3867 | 160.6667 | 160.6667 | 0 | 160.6667 | 0 | 67.211 | 93.4557 | 9900 | 0 | -110.9107 | 0.99
2016-01-22 20:00 | 105950.8 | 50 | -16.6 | 33.4 | 0 | 33.4 | 93.3867 | 160.6667 | 160.6667 | 0 | 160.6667 | 0 | 32.99 | 127.6766 | 9815.8899 | 93.4557 | 0 | 0.98159
2016-01-22 21:00 | 105934.2 | 50 | -16.6 | 33.4 | 0 | 33.4 | 93.3867 | 160.6667 | 160.6667 | 0 | 160.6667 | 0 | 36.9295 | 123.7372 | 9700.9809 | 127.6766 | 0 | 0.9701
2016-01-22 22:00 | 105917.6 | 50 | -16.6 | 33.4 | 0 | 33.4 | 93.3867 | 160.6667 | 160.6667 | 0 | 160.6667 | 0 | 159.031 | 1.6357 | 9589.6175 | 123.7372 | 0 | 0.95896
2016-01-22 23:00 | 105901 | 50 | -16.6 | 33.4 | 0 | 33.4 | 93.3867 | 160.6667 | 160.6667 | 0 | 160.6667 | 0 | 124.0945 | 36.5721 | 9588.1454 | 1.6357 | 0 | 0.95881
2016-01-23 | 105884.4 | 50 | -16.6 | 33.4 | 0 | 33.4 | 93.3867 | 160.6667 | 160.6667 | 0 | 160.6667 | 0 | 278.6329 | -117.9662 | 9555.2304 | 36.5721 | 0 | 0.95552
2016-01-23 01:00 | 105867.8 | 50 | -16.6 | 33.4 | 0 | 33.4 | 93.3867 | 160.6667 | 160.6667 | 0 | 160.6667 | 0 | 190.1102 | -29.4435 | 9661.4 | -117.9662 | 0 | 0.96614
2016-01-23 02:00 | 105851.2 | 50 | -16.6 | 33.4 | 0 | 33.4 | 93.3867 | 160.6667 | 160.6667 | 0 | 160.6667 | 0 | 29.5986 | 131.0681 | 9687.8992 | -29.4435 | 0 | 0.96879
2016-01-23 03:00 | 105834.6 | 50 | -16.6 | 33.4 | 0 | 33.4 | 93.3867 | 160.6667 | 160.6667 | 0 | 160.6667 | 0 | 6.4727 | 154.1939 | 9569.9379 | 131.0681 | 0 | 0.95699
2016-01-23 04:00 | 105818 | 50 | -16.6 | 33.4 | 0 | 33.4 | 93.3867 | 160.6667 | 160.6667 | 0 | 160.6667 | 0 | 8.0178 | 152.6489 | 9431.1634 | 154.1939 | 0 | 0.94312
2016-01-23 05:00 | 105801.4 | 50 | -16.6 | 33.4 | 0 | 33.4 | 93.3867 | 160.6667 | 160.6667 | 0 | 160.6667 | 0 | 13.3548 | 147.3119 | 9293.7793 | 152.6489 | 0 | 0.92938
2016-01-23 06:00 | 105784.8 | 50 | -16.6 | 33.4 | 0 | 33.4 | 93.3867 | 160.6667 | 160.6667 | 0 | 160.6667 | 0 | 67.7787 | 92.888 | 9161.1987 | 147.3119 | 0 | 0.91612
2016-01-23 07:00 | 105768.2 | 50 | -16.6 | 33.4 | 0 | 33.4 | 93.3867 | 160.6667 | 160.6667 | 0 | 160.6667 | 0 | 3.1226 | 157.5441 | 9077.5995 | 92.888 | 0 | 0.90776
2016-01-23 08:00 | 105751.6 | 50 | -16.6 | 33.4 | 0 | 33.4 | 93.3867 | 160.6667 | 160.6667 | 0 | 160.6667 | 0 | 182.3501 | -21.6834 | 8935.8098 | 157.5441 | 0 | 0.89358
2016-01-23 09:00 | 105735 | 50 | -50 | 0 | 0 | 0 | 0 | 160.6667 | 0 | 0 | 0 | 160.6667 | 887.1223 | -887.1223 | 8955.3248 | -21.6834 | 0 | 0.89553
2016-01-23 10:00 | 105685 | 50 | 150.4 | 200.4 | 0 | 200.4 | 560.32 | 1508.3013 | 964 | 0 | 964 | 544.3013 | 1508.3013 | -544.3013 | 9753.7349 | -887.1223 | 0 | 0.97537
2016-01-23 11:00 | 105835.4 | 50 | 150.4 | 200.4 | 0 | 200.4 | 560.32 | 2655.6694 | 964 | 0 | 964 | 1691.6694 | 2655.6694 | -1691.6694 | 9900 | -162.5168 | -706.8181 | 0.99
2016-01-23 12:00 | 105985.8 | 50 | 150.4 | 200.4 | 0 | 200.4 | 560.32 | 3147.1274 | 964 | 0 | 964 | 2183.1274 | 3147.1274 | -2183.1274 | 9900 | 0 | -1691.6694 | 0.99
2016-01-23 13:00 | 106136.2 | 50 | 150.4 | 200.4 | 0 | 200.4 | 560.32 | 3313.6478 | 964 | 0 | 964 | 2349.6478 | 3313.6478 | -2349.6478 | 9900 | 0 | -2183.1274 | 0.99
2016-01-23 14:00 | 106286.6 | 50 | 150.4 | 200.4 | 0 | 200.4 | 560.32 | 3233.7323 | 964 | 0 | 964 | 2269.7323 | 3233.7323 | -2269.7323 | 9900 | 0 | -2349.6478 | 0.99
2016-01-23 15:00 | 106437 | 50 | 150.4 | 200.4 | 0 | 200.4 | 560.32 | 2975.6463 | 964 | 0 | 964 | 2011.6463 | 2975.6463 | -2011.6463 | 9900 | 0 | -2269.7323 | 0.99
2016-01-23 16:00 | 106587.4 | 50 | 150.4 | 200.4 | 0 | 200.4 | 560.32 | 2536.5428 | 964 | 0 | 964 | 1572.5428 | 2536.5428 | -1572.5428 | 9900 | 0 | -2011.6463 | 0.99
2016-01-23 17:00 | 106737.8 | 50 | 150.4 | 200.4 | 0 | 200.4 | 560.32 | 1928.8419 | 964 | 0 | 964 | 964.8419 | 1928.8419 | -964.8419 | 9900 | 0 | -1572.5428 | 0.99
2016-01-23 18:00 | 106888.2 | 50 | 150.4 | 200.4 | 0 | 200.4 | 560.32 | 1230.5808 | 964 | 0 | 964 | 266.5808 | 1230.5808 | -266.5808 | 9900 | 0 | -964.8419 | 0.99
2016-01-23 19:00 | 107038.6 | 50 | -50 | 0 | 0 | 0 | 0 | 160.6667 | 0 | 0 | 0 | 160.6667 | 939.8041 | -939.8041 | 9900 | 0 | -266.5808 | 0.99
2016-01-23 20:00 | 106988.6 | 50 | -50 | 0 | 0 | 0 | 0 | 160.6667 | 0 | 0 | 0 | 160.6667 | 883.4147 | -883.4147 | 9900 | 0 | -939.8041 | 0.99
2016-01-23 21:00 | 106938.6 | 50 | -50 | 0 | 0 | 0 | 0 | 160.6667 | 0 | 0 | 0 | 160.6667 | 825.0532 | -825.0532 | 9900 | 0 | -883.4147 | 0.99
2016-01-23 22:00 | 106888.6 | 50 | -50 | 0 | 0 | 0 | 0 | 160.6667 | 0 | 0 | 0 | 160.6667 | 721.1377 | -721.1377 | 9900 | 0 | -825.0532 | 0.99
2016-01-23 23:00 | 106838.6 | 50 | -50 | 0 | 0 | 0 | 0 | 160.6667 | 0 | 0 | 0 | 160.6667 | 935.0266 | -935.0266 | 9900 | 0 | -721.1377 | 0.99
2016-01-24 | 106788.6 | 50 | -50 | 0 | 0 | 0 | 0 | 160.6667 | 0 | 0 | 0 | 160.6667 | 835.9659 | -835.9659 | 9900 | 0 | -935.0266 | 0.99
2016-01-24 01:00 | 106738.6 | 50 | -50 | 0 | 0 | 0 | 0 | 160.6667 | 0 | 0 | 0 | 160.6667 | 774.7511 | -774.7511 | 9900 | 0 | -835.9659 | 0.99
2016-01-24 02:00 | 106688.6 | 50 | -50 | 0 | 0 | 0 | 0 | 160.6667 | 0 | 0 | 0 | 160.6667 | 734.6885 | -734.6885 | 9900 | 0 | -774.7511 | 0.99
2016-01-24 03:00 | 106638.6 | 50 | -16.6 | 33.4 | 0 | 33.4 | 93.3867 | 160.6667 | 160.6667 | 0 | 160.6667 | 2.8422e-14 | 470.5023 | -309.8357 | 9900 | 0 | -734.6885 | 0.99
2016-01-24 04:00 | 106622 | 50 | -16.6 | 33.4 | 0 | 33.4 | 93.3867 | 160.6667 | 160.6667 | 0 | 160.6667 | 0 | 333.4254 | -172.7587 | 9900 | 0 | -309.8357 | 0.99
2016-01-24 05:00 | 106605.4 | 50 | -50 | 0 | 0 | 0 | 0 | 160.6667 | 0 | 0 | 0 | 160.6667 | 722.567 | -722.567 | 9900 | 0 | -172.7587 | 0.99
2016-01-24 06:00 | 106555.4 | 50 | -16.6 | 33.4 | 0 | 33.4 | 93.3867 | 160.6667 | 160.6667 | 0 | 160.6667 | 2.8422e-14 | 496.5873 | -335.9206 | 9900 | 0 | -722.567 | 0.99
2016-01-24 07:00 | 106538.8 | 50 | -50 | 0 | 0 | 0 | 0 | 160.6667 | 0 | 0 | 0 | 160.6667 | 810.2501 | -810.2501 | 9900 | 0 | -335.9206 | 0.99
2016-01-24 08:00 | 106488.8 | 50 | -50 | 0 | 0 | 0 | 0 | 160.6667 | 0 | 0 | 0 | 160.6667 | 884.626 | -884.626 | 9900 | 0 | -810.2501 | 0.99
2016-01-24 09:00 | 106438.8 | 50 | 150.4 | 200.4 | 0 | 200.4 | 560.32 | 1475.5051 | 964 | 0 | 964 | 511.5051 | 1475.5051 | -511.5051 | 9900 | 0 | -884.626 | 0.99
2016-01-24 10:00 | 106589.2 | 50 | 150.4 | 200.4 | 0 | 200.4 | 560.32 | 2494.773 | 964 | 0 | 964 | 1530.773 | 2494.773 | -1530.773 | 9900 | 0 | -511.5051 | 0.99
2016-01-24 11:00 | 106739.6 | 50 | 150.4 | 200.4 | 0 | 200.4 | 560.32 | 2903.7851 | 964 | 0 | 964 | 1939.7851 | 2903.7851 | -1939.7851 | 9900 | 0 | -1530.773 | 0.99
2016-01-24 12:00 | 106890 | 50 | 150.4 | 200.4 | 0 | 200.4 | 560.32 | 3265.6473 | 964 | 0 | 964 | 2301.6473 | 3265.6473 | -2301.6473 | 9900 | 0 | -1939.7851 | 0.99
2016-01-24 13:00 | 107040.4 | 50 | 150.4 | 200.4 | 0 | 200.4 | 560.32 | 3378.3583 | 964 | 0 | 964 | 2414.3583 | 3378.3583 | -2414.3583 | 9900 | 0 | -2301.6473 | 0.99
2016-01-24 14:00 | 107190.8 | 50 | 150.4 | 200.4 | 0 | 200.4 | 560.32 | 3074.6495 | 964 | 0 | 964 | 2110.6495 | 3074.6495 | -2110.6495 | 9900 | 0 | -2414.3583 | 0.99
2016-01-24 15:00 | 107341.2 | 50 | 150.4 | 200.4 | 0 | 200.4 | 560.32 | 3007.38 | 964 | 0 | 964 | 2043.38 | 3007.38 | -2043.38 | 9900 | 0 | -2110.6495 | 0.99
2016-01-24 16:00 | 107491.6 | 50 | 150.4 | 200.4 | 0 | 200.4 | 560.32 | 2519.9275 | 964 | 0 | 964 | 1555.9275 | 2519.9275 | -1555.9275 | 9900 | 0 | -2043.38 | 0.99
2016-01-24 17:00 | 107642 | 50 | 150.4 | 200.4 | 0 | 200.4 | 560.32 | 1392.765 | 964 | 0 | 964 | 428.765 | 1392.765 | -428.765 | 9900 | 0 | -1555.9275 | 0.99
2016-01-24 18:00 | 107792.4 | 50 | 150.4 | 200.4 | 0 | 200.4 | 560.32 | 1206.3137 | 964 | 0 | 964 | 242.3137 | 1206.3137 | -242.3137 | 9900 | 0 | -428.765 | 0.99
2016-01-24 19:00 | 107942.8 | 50 | -50 | 0 | 0 | 0 | 0 | 160.6667 | 0 | 0 | 0 | 160.6667 | 894.5699 | -894.5699 | 9900 | 0 | -242.3137 | 0.99
2016-01-24 20:00 | 107892.8 | 50 | -50 | 0 | 0 | 0 | 0 | 160.6667 | 0 | 0 | 0 | 160.6667 | 897.8178 | -897.8178 | 9900 | 0 | -894.5699 | 0.99
2016-01-24 21:00 | 107842.8 | 50 | -50 | 0 | 0 | 0 | 0 | 160.6667 | 0 | 0 | 0 | 160.6667 | 855.8046 | -855.8046 | 9900 | 0 | -897.8178 | 0.99
2016-01-24 22:00 | 107792.8 | 50 | 150.4 | 200.4 | 0 | 200.4 | 560.32 | 982.0675 | 964 | 0 | 964 | 18.0675 | 982.0675 | -18.0675 | 9900 | 0 | -855.8046 | 0.99
2016-01-24 23:00 | 107943.2 | 50 | -50 | 0 | 0 | 0 | 0 | 160.6667 | 0 | 0 | 0 | 160.6667 | 812.673 | -812.673 | 9900 | 0 | -18.0675 | 0.99
2016-01-25 | 107893.2 | 50 | -50 | 0 | 0 | 0 | 0 | 160.6667 | 0 | 0 | 0 | 160.6667 | 807.9381 | -807.9381 | 9900 | 0 | -812.673 | 0.99
2016-01-25 01:00 | 107843.2 | 50 | -50 | 0 | 0 | 0 | 0 | 160.6667 | 0 | 0 | 0 | 160.6667 | 737.9077 | -737.9077 | 9900 | 0 | -807.9381 | 0.99
2016-01-25 02:00 | 107793.2 | 50 | -50 | 0 | 0 | 0 | 0 | 160.6667 | 0 | 0 | 0 | 160.6667 | 672.7193 | -672.7193 | 9900 | 0 | -737.9077 | 0.99
2016-01-25 03:00 | 107743.2 | 50 | -16.6 | 33.4 | 0 | 33.4 | 93.3867 | 160.6667 | 160.6667 | 0 | 160.6667 | 2.8422e-14 | 417.8468 | -257.1801 | 9900 | 0 | -672.7193 | 0.99
2016-01-25 04:00 | 107726.6 | 50 | -50 | 0 | 0 | 0 | 0 | 160.6667 | 0 | 0 | 0 | 160.6667 | 643.1699 | -643.1699 | 9900 | 0 | -257.1801 | 0.99
2016-01-25 05:00 | 107676.6 | 50 | -50 | 0 | 0 | 0 | 0 | 160.6667 | 0 | 0 | 0 | 160.6667 | 477.2213 | -477.2213 | 9900 | 0 | -643.1699 | 0.99
2016-01-25 06:00 | 107626.6 | 50 | -50 | 0 | 0 | 0 | 0 | 160.6667 | 0 | 0 | 0 | 160.6667 | 493.0484 | -493.0484 | 9900 | 0 | -477.2213 | 0.99
2016-01-25 07:00 | 107576.6 | 50 | -50 | 0 | 0 | 0 | 0 | 160.6667 | 0 | 0 | 0 | 160.6667 | 773.9578 | -773.9578 | 9900 | 0 | -493.0484 | 0.99
2016-01-25 08:00 | 107526.6 | 50 | -50 | 0 | 0 | 0 | 0 | 160.6667 | 0 | 0 | 0 | 160.6667 | 489.0429 | -489.0429 | 9900 | 0 | -773.9578 | 0.99
2016-01-25 09:00 | 107476.6 | 50 | 150.4 | 200.4 | 0 | 200.4 | 560.32 | 1407.0087 | 964 | 0 | 964 | 443.0087 | 1407.0087 | -443.0087 | 9900 | 0 | -489.0429 | 0.99
2016-01-25 10:00 | 107627 | 50 | 150.4 | 200.4 | 0 | 200.4 | 560.32 | 2002.7644 | 964 | 0 | 964 | 1038.7644 | 2002.7644 | -1038.7644 | 9900 | 0 | -443.0087 | 0.99
2016-01-25 11:00 | 107777.4 | 50 | 150.4 | 200.4 | 0 | 200.4 | 560.32 | 2678.5177 | 964 | 0 | 964 | 1714.5177 | 2678.5177 | -1714.5177 | 9900 | 0 | -1038.7644 | 0.99
2016-01-25 12:00 | 107927.8 | 50 | 150.4 | 200.4 | 0 | 200.4 | 560.32 | 3112.8896 | 964 | 0 | 964 | 2148.8896 | 3112.8896 | -2148.8896 | 9900 | 0 | -1714.5177 | 0.99
2016-01-25 13:00 | 108078.2 | 50 | 150.4 | 200.4 | 0 | 200.4 | 560.32 | 3206.1849 | 964 | 0 | 964 | 2242.1849 | 3206.1849 | -2242.1849 | 9900 | 0 | -2148.8896 | 0.99
2016-01-25 14:00 | 108228.6 | 50 | 150.4 | 200.4 | 0 | 200.4 | 560.32 | 3073.3827 | 964 | 0 | 964 | 2109.3827 | 3073.3827 | -2109.3827 | 9900 | 0 | -2242.1849 | 0.99
2016-01-25 15:00 | 108379 | 50 | 150.4 | 200.4 | 0 | 200.4 | 560.32 | 2690.083 | 964 | 0 | 964 | 1726.083 | 2690.083 | -1726.083 | 9900 | 0 | -2109.3827 | 0.99
2016-01-25 16:00 | 108529.4 | 50 | 150.4 | 200.4 | 0 | 200.4 | 560.32 | 2434.8884 | 964 | 0 | 964 | 1470.8884 | 2434.8884 | -1470.8884 | 9900 | 0 | -1726.083 | 0.99
2016-01-25 17:00 | 108679.8 | 50 | 150.4 | 200.4 | 0 | 200.4 | 560.32 | 1854.116 | 964 | 0 | 964 | 890.116 | 1854.116 | -890.116 | 9900 | 0 | -1470.8884 | 0.99
2016-01-25 18:00 | 108830.2 | 50 | -50 | 0 | 0 | 0 | 0 | 160.6667 | 0 | 0 | 0 | 160.6667 | 814.4728 | -814.4728 | 9900 | 0 | -890.116 | 0.99
2016-01-25 19:00 | 108780.2 | 50 | -16.6 | 33.4 | 0 | 33.4 | 93.3867 | 160.6667 | 160.6667 | 0 | 160.6667 | 0 | 378.3946 | -217.7279 | 9900 | 0 | -814.4728 | 0.99
2016-01-25 20:00 | 108763.6 | 50 | -16.6 | 33.4 | 0 | 33.4 | 93.3867 | 160.6667 | 160.6667 | 0 | 160.6667 | 0 | 381.9093 | -221.2426 | 9900 | 0 | -217.7279 | 0.99
2016-01-25 21:00 | 108747 | 50 | -16.6 | 33.4 | 0 | 33.4 | 93.3867 | 160.6667 | 160.6667 | 0 | 160.6667 | 0 | 321.8472 | -161.1805 | 9900 | 0 | -221.2426 | 0.99
2016-01-25 22:00 | 108730.4 | 50 | -16.6 | 33.4 | 0 | 33.4 | 93.3867 | 160.6667 | 160.6667 | 0 | 160.6667 | 0 | 294.3418 | -133.6752 | 9900 | 0 | -161.1805 | 0.99
2016-01-25 23:00 | 108713.8 | 50 | -16.6 | 33.4 | 0 | 33.4 | 93.3867 | 160.6667 | 160.6667 | 0 | 160.6667 | 0 | 336.5541 | -175.8874 | 9900 | 0 | -133.6752 | 0.99
2016-01-26 | 108697.2 | 50 | -16.6 | 33.4 | 0 | 33.4 | 93.3867 | 160.6667 | 160.6667 | 0 | 160.6667 | 0 | 336.7706 | -176.1039 | 9900 | 0 | -175.8874 | 0.99
2016-01-26 01:00 | 108680.6 | 50 | -16.6 | 33.4 | 0 | 33.4 | 93.3867 | 160.6667 | 160.6667 | 0 | 160.6667 | 0 | 236.9247 | -76.258 | 9900 | 0 | -176.1039 | 0.99
2016-01-26 02:00 | 108664 | 50 | -16.6 | 33.4 | 0 | 33.4 | 93.3867 | 160.6667 | 160.6667 | 0 | 160.6667 | 0 | 300.3058 | -139.6391 | 9900 | 0 | -76.258 | 0.99
2016-01-26 03:00 | 108647.4 | 50 | -16.6 | 33.4 | 0 | 33.4 | 93.3867 | 160.6667 | 160.6667 | 0 | 160.6667 | 0 | 358.6389 | -197.9722 | 9900 | 0 | -139.6391 | 0.99
2016-01-26 04:00 | 108630.8 | 50 | -16.6 | 33.4 | 0 | 33.4 | 93.3867 | 160.6667 | 160.6667 | 0 | 160.6667 | 0 | 293.4859 | -132.8192 | 9900 | 0 | -197.9722 | 0.99
2016-01-26 05:00 | 108614.2 | 50 | -16.6 | 33.4 | 0 | 33.4 | 93.3867 | 160.6667 | 160.6667 | 0 | 160.6667 | 0 | 335.6509 | -174.9843 | 9900 | 0 | -132.8192 | 0.99
2016-01-26 06:00 | 108597.6 | 50 | -16.6 | 33.4 | 0 | 33.4 | 93.3867 | 160.6667 | 160.6667 | 0 | 160.6667 | 0 | 223.2932 | -62.6266 | 9900 | 0 | -174.9843 | 0.99
2016-01-26 07:00 | 108581 | 50 | -16.6 | 33.4 | 0 | 33.4 | 93.3867 | 160.6667 | 160.6667 | 0 | 160.6667 | 0 | 331.1217 | -170.455 | 9900 | 0 | -62.6266 | 0.99
2016-01-26 08:00 | 108564.4 | 50 | -50 | 0 | 0 | 0 | 0 | 160.6667 | 0 | 0 | 0 | 160.6667 | 450.4386 | -450.4386 | 9900 | 0 | -170.455 | 0.99
2016-01-26 09:00 | 108514.4 | 50 | 150.4 | 200.4 | 0 | 200.4 | 560.32 | 1254.3585 | 964 | 0 | 964 | 290.3585 | 1254.3585 | -290.3585 | 9900 | 0 | -450.4386 | 0.99
2016-01-26 10:00 | 108664.8 | 50 | 150.4 | 200.4 | 0 | 200.4 | 560.32 | 1684.085 | 964 | 0 | 964 | 720.085 | 1684.085 | -720.085 | 9900 | 0 | -290.3585 | 0.99
2016-01-26 11:00 | 108815.2 | 50 | 150.4 | 200.4 | 0 | 200.4 | 560.32 | 2200.413 | 964 | 0 | 964 | 1236.413 | 2200.413 | -1236.413 | 9900 | 0 | -720.085 | 0.99
2016-01-26 12:00 | 108965.6 | 50 | 150.4 | 200.4 | 0 | 200.4 | 560.32 | 2985.3986 | 964 | 0 | 964 | 2021.3986 | 2985.3986 | -2021.3986 | 9900 | 0 | -1236.413 | 0.99
2016-01-26 13:00 | 109116 | 50 | 150.4 | 200.4 | 0 | 200.4 | 560.32 | 2945.8301 | 964 | 0 | 964 | 1981.8301 | 2945.8301 | -1981.8301 | 9900 | 0 | -2021.3986 | 0.99
2016-01-26 14:00 | 109266.4 | 50 | 150.4 | 200.4 | 0 | 200.4 | 560.32 | 2323.9606 | 964 | 0 | 964 | 1359.9606 | 2323.9606 | -1359.9606 | 9900 | 0 | -1981.8301 | 0.99
2016-01-26 15:00 | 109416.8 | 50 | 150.4 | 200.4 | 0 | 200.4 | 560.32 | 2036.1704 | 964 | 0 | 964 | 1072.1704 | 2036.1704 | -1072.1704 | 9900 | 0 | -1359.9606 | 0.99
2016-01-26 16:00 | 109567.2 | 50 | 150.4 | 200.4 | 0 | 200.4 | 560.32 | 1833.6563 | 964 | 0 | 964 | 869.6563 | 1833.6563 | -869.6563 | 9900 | 0 | -1072.1704 | 0.99
2016-01-26 17:00 | 109717.6 | 50 | 150.4 | 200.4 | 0 | 200.4 | 560.32 | 1489.8774 | 964 | 0 | 964 | 525.8774 | 1489.8774 | -525.8774 | 9900 | 0 | -869.6563 | 0.99
2016-01-26 18:00 | 109868 | 50 | 150.4 | 200.4 | 0 | 200.4 | 560.32 | 1021.7428 | 964 | 0 | 964 | 57.7428 | 1021.7428 | -57.7428 | 9900 | 0 | -525.8774 | 0.99
2016-01-26 19:00 | 110018.4 | 50 | -16.6 | 33.4 | 0 | 33.4 | 93.3867 | 160.6667 | 160.6667 | 0 | 160.6667 | 2.8422e-14 | 483.5797 | -322.913 | 9900 | 0 | -57.7428 | 0.99
2016-01-26 20:00 | 110001.8 | 50 | -16.6 | 33.4 | 0 | 33.4 | 93.3867 | 160.6667 | 160.6667 | 0 | 160.6667 | 0 | 292.1879 | -131.5213 | 9900 | 0 | -322.913 | 0.99
2016-01-26 21:00 | 109985.2 | 50 | -50 | 0 | 0 | 0 | 0 | 160.6667 | 0 | 0 | 0 | 160.6667 | 457.3434 | -457.3434 | 9900 | 0 | -131.5213 | 0.99
2016-01-26 22:00 | 109935.2 | 50 | -16.6 | 33.4 | 0 | 33.4 | 93.3867 | 160.6667 | 160.6667 | 0 | 160.6667 | 0 | 262.4201 | -101.7534 | 9900 | 0 | -457.3434 | 0.99
2016-01-26 23:00 | 109918.6 | 50 | -50 | 0 | 0 | 0 | 0 | 160.6667 | 0 | 0 | 0 | 160.6667 | 428.4488 | -428.4488 | 9900 | 0 | -101.7534 | 0.99
2016-01-27 | 109868.6 | 50 | -16.6 | 33.4 | 0 | 33.4 | 93.3867 | 160.6667 | 160.6667 | 0 | 160.6667 | 0 | 202.5959 | -41.9293 | 9900 | 0 | -428.4488 | 0.99
2016-01-27 01:00 | 109852 | 50 | -16.6 | 33.4 | 0 | 33.4 | 93.3867 | 160.6667 | 160.6667 | 0 | 160.6667 | 0 | 128.605 | 32.0616 | 9900 | 0 | -41.9293 | 0.99
2016-01-27 02:00 | 109835.4 | 50 | -16.6 | 33.4 | 0 | 33.4 | 93.3867 | 160.6667 | 160.6667 | 0 | 160.6667 | 0 | 251.7465 | -91.0799 | 9871.1445 | 32.0616 | 0 | 0.98711
2016-01-27 03:00 | 109818.8 | 50 | -16.6 | 33.4 | 0 | 33.4 | 93.3867 | 160.6667 | 160.6667 | 0 | 160.6667 | 0 | 235.7328 | -75.0662 | 9900 | -32.0616 | -123.1415 | 0.99
2016-01-27 04:00 | 109802.2 | 50 | -16.6 | 33.4 | 0 | 33.4 | 93.3867 | 160.6667 | 160.6667 | 0 | 160.6667 | 0 | 309.8694 | -149.2028 | 9900 | 0 | -75.0662 | 0.99
2016-01-27 05:00 | 109785.6 | 50 | -16.6 | 33.4 | 0 | 33.4 | 93.3867 | 160.6667 | 160.6667 | 0 | 160.6667 | 0 | 389.7829 | -229.1162 | 9900 | 0 | -149.2028 | 0.99
2016-01-27 06:00 | 109769 | 50 | -16.6 | 33.4 | 0 | 33.4 | 93.3867 | 160.6667 | 160.6667 | 0 | 160.6667 | 0 | 272.6679 | -112.0012 | 9900 | 0 | -229.1162 | 0.99
2016-01-27 07:00 | 109752.4 | 50 | -16.6 | 33.4 | 0 | 33.4 | 93.3867 | 160.6667 | 160.6667 | 0 | 160.6667 | 0 | 116.1631 | 44.5035 | 9900 | 0 | -112.0012 | 0.99
2016-01-27 08:00 | 109735.8 | 50 | -16.6 | 33.4 | 0 | 33.4 | 93.3867 | 160.6667 | 160.6667 | 0 | 160.6667 | 0 | 268.1913 | -107.5247 | 9859.9468 | 44.5035 | 0 | 0.98599
2016-01-27 09:00 | 109719.2 | 50 | 150.4 | 200.4 | 0 | 200.4 | 560.32 | 1080.5657 | 964 | 0 | 964 | 116.5657 | 1080.5657 | -116.5657 | 9900 | -44.5035 | -152.0282 | 0.99
2016-01-27 10:00 | 109869.6 | 50 | 150.4 | 200.4 | 0 | 200.4 | 560.32 | 1645.3034 | 964 | 0 | 964 | 681.3034 | 1645.3034 | -681.3034 | 9900 | 0 | -116.5657 | 0.99
2016-01-27 11:00 | 110020 | 50 | 150.4 | 200.4 | 0 | 200.4 | 560.32 | 2264.214 | 964 | 0 | 964 | 1300.214 | 2264.214 | -1300.214 | 9900 | 0 | -681.3034 | 0.99
2016-01-27 12:00 | 110170.4 | 50 | 150.4 | 200.4 | 0 | 200.4 | 560.32 | 2897.1013 | 964 | 0 | 964 | 1933.1013 | 2897.1013 | -1933.1013 | 9900 | 0 | -1300.214 | 0.99
2016-01-27 13:00 | 110320.8 | 50 | 150.4 | 200.4 | 0 | 200.4 | 560.32 | 3220.6659 | 964 | 0 | 964 | 2256.6659 | 3220.6659 | -2256.6659 | 9900 | 0 | -1933.1013 | 0.99
2016-01-27 14:00 | 110471.2 | 50 | 150.4 | 200.4 | 0 | 200.4 | 560.32 | 3009.6508 | 964 | 0 | 964 | 2045.6508 | 3009.6508 | -2045.6508 | 9900 | 0 | -2256.6659 | 0.99
2016-01-27 15:00 | 110621.6 | 50 | 150.4 | 200.4 | 0 | 200.4 | 560.32 | 2937.462 | 964 | 0 | 964 | 1973.462 | 2937.462 | -1973.462 | 9900 | 0 | -2045.6508 | 0.99
2016-01-27 16:00 | 110772 | 50 | 150.4 | 200.4 | 0 | 200.4 | 560.32 | 2437.7014 | 964 | 0 | 964 | 1473.7014 | 2437.7014 | -1473.7014 | 9900 | 0 | -1973.462 | 0.99
2016-01-27 17:00 | 110922.4 | 50 | 150.4 | 200.4 | 0 | 200.4 | 560.32 | 1820.9498 | 964 | 0 | 964 | 856.9498 | 1820.9498 | -856.9498 | 9900 | 0 | -1473.7014 | 0.99
2016-01-27 18:00 | 111072.8 | 50 | -50 | 0 | 0 | 0 | 0 | 160.6667 | 0 | 0 | 0 | 160.6667 | 744.1713 | -744.1713 | 9900 | 0 | -856.9498 | 0.99
2016-01-27 19:00 | 111022.8 | 50 | -16.6 | 33.4 | 0 | 33.4 | 93.3867 | 160.6667 | 160.6667 | 0 | 160.6667 | 0 | 217.1131 | -56.4464 | 9900 | 0 | -744.1713 | 0.99
2016-01-27 20:00 | 111006.2 | 50 | -16.6 | 33.4 | 0 | 33.4 | 93.3867 | 160.6667 | 160.6667 | 0 | 160.6667 | 0 | 97.6821 | 62.9846 | 9900 | 0 | -56.4464 | 0.99
2016-01-27 21:00 | 110989.6 | 50 | -16.6 | 33.4 | 0 | 33.4 | 93.3867 | 160.6667 | 160.6667 | 0 | 160.6667 | 0 | 224.5378 | -63.8711 | 9843.3139 | 62.9846 | 0 | 0.98433
2016-01-27 22:00 | 110973 | 50 | -16.6 | 33.4 | 0 | 33.4 | 93.3867 | 160.6667 | 160.6667 | 0 | 160.6667 | 0 | 83.9637 | 76.7029 | 9900 | -62.9846 | -126.8557 | 0.99
2016-01-27 23:00 | 110956.4 | 50 | -16.6 | 33.4 | 0 | 33.4 | 93.3867 | 160.6667 | 160.6667 | 0 | 160.6667 | 0 | 247.7646 | -87.098 | 9830.9674 | 76.7029 | 0 | 0.9831
2016-01-28 | 110939.8 | 50 | -16.6 | 33.4 | 0 | 33.4 | 93.3867 | 160.6667 | 160.6667 | 0 | 160.6667 | 0 | 36.8597 | 123.8069 | 9900 | -76.7029 | -163.8009 | 0.99
2016-01-28 01:00 | 110923.2 | 50 | -16.6 | 33.4 | 0 | 33.4 | 93.3867 | 160.6667 | 160.6667 | 0 | 160.6667 | 0 | 0.072668 | 160.594 | 9788.5738 | 123.8069 | 0 | 0.97886
2016-01-28 02:00 | 110906.6 | 50 | -16.6 | 33.4 | 0 | 33.4 | 93.3867 | 160.6667 | 160.6667 | 0 | 160.6667 | 0 | 6.1143 | 154.5524 | 9644.0392 | 160.594 | 0 | 0.9644
2016-01-28 03:00 | 110890 | 50 | -16.6 | 33.4 | 0 | 33.4 | 93.3867 | 160.6667 | 160.6667 | 0 | 160.6667 | 0 | 17.4841 | 143.1826 | 9504.942 | 154.5524 | 0 | 0.95049
2016-01-28 04:00 | 110873.4 | 50 | -16.6 | 33.4 | 0 | 33.4 | 93.3867 | 160.6667 | 160.6667 | 0 | 160.6667 | 0 | 20.5556 | 140.1111 | 9376.0777 | 143.1826 | 0 | 0.93761
2016-01-28 05:00 | 110856.8 | 50 | -16.6 | 33.4 | 0 | 33.4 | 93.3867 | 160.6667 | 160.6667 | 0 | 160.6667 | 0 | 7.0214 | 153.6453 | 9249.9777 | 140.1111 | 0 | 0.925
2016-01-28 06:00 | 110840.2 | 50 | -16.6 | 33.4 | 0 | 33.4 | 93.3867 | 160.6667 | 160.6667 | 0 | 160.6667 | 0 | 24.74 | 135.9267 | 9111.697 | 153.6453 | 0 | 0.91117
2016-01-28 07:00 | 110823.6 | 50 | -16.6 | 33.4 | 0 | 33.4 | 93.3867 | 160.6667 | 160.6667 | 0 | 160.6667 | 0 | 70.014 | 90.6527 | 8989.363 | 135.9267 | 0 | 0.89894
2016-01-28 08:00 | 110807 | 50 | -16.6 | 33.4 | 0 | 33.4 | 93.3867 | 160.6667 | 160.6667 | 0 | 160.6667 | 0 | 177.1124 | -16.4457 | 8907.7755 | 90.6527 | 0 | 0.89078
2016-01-28 09:00 | 110790.4 | 50 | -50 | 0 | 0 | 0 | 0 | 160.6667 | 0 | 0 | 0 | 160.6667 | 918.2277 | -918.2277 | 8922.5767 | -16.4457 | 0 | 0.89226
2016-01-28 10:00 | 110740.4 | 50 | 150.4 | 200.4 | 0 | 200.4 | 560.32 | 1544.3482 | 964 | 0 | 964 | 580.3482 | 1544.3482 | -580.3482 | 9748.9817 | -918.2277 | 0 | 0.9749
2016-01-28 11:00 | 110890.8 | 50 | 150.4 | 200.4 | 0 | 200.4 | 560.32 | 2029.2647 | 964 | 0 | 964 | 1065.2647 | 2029.2647 | -1065.2647 | 9900 | -167.7981 | -748.1463 | 0.99
2016-01-28 12:00 | 111041.2 | 50 | 150.4 | 200.4 | 0 | 200.4 | 560.32 | 2487.4183 | 964 | 0 | 964 | 1523.4183 | 2487.4183 | -1523.4183 | 9900 | 0 | -1065.2647 | 0.99
2016-01-28 13:00 | 111191.6 | 50 | 150.4 | 200.4 | 0 | 200.4 | 560.32 | 2776.8405 | 964 | 0 | 964 | 1812.8405 | 2776.8405 | -1812.8405 | 9900 | 0 | -1523.4183 | 0.99
2016-01-28 14:00 | 111342 | 50 | 150.4 | 200.4 | 0 | 200.4 | 560.32 | 2671.3868 | 964 | 0 | 964 | 1707.3868 | 2671.3868 | -1707.3868 | 9900 | 0 | -1812.8405 | 0.99
2016-01-28 15:00 | 111492.4 | 50 | 150.4 | 200.4 | 0 | 200.4 | 560.32 | 2467.9739 | 964 | 0 | 964 | 1503.9739 | 2467.9739 | -1503.9739 | 9900 | 0 | -1707.3868 | 0.99
2016-01-28 16:00 | 111642.8 | 50 | 150.4 | 200.4 | 0 | 200.4 | 560.32 | 2173.9168 | 964 | 0 | 964 | 1209.9168 | 2173.9168 | -1209.9168 | 9900 | 0 | -1503.9739 | 0.99
2016-01-28 17:00 | 111793.2 | 50 | 150.4 | 200.4 | 0 | 200.4 | 560.32 | 1440.0357 | 964 | 0 | 964 | 476.0357 | 1440.0357 | -476.0357 | 9900 | 0 | -1209.9168 | 0.99
2016-01-28 18:00 | 111943.6 | 50 | -50 | 0 | 0 | 0 | 0 | 160.6667 | 0 | 0 | 0 | 160.6667 | 635.4965 | -635.4965 | 9900 | 0 | -476.0357 | 0.99
2016-01-28 19:00 | 111893.6 | 50 | -16.6 | 33.4 | 0 | 33.4 | 93.3867 | 160.6667 | 160.6667 | 0 | 160.6667 | 0 | 146.0522 | 14.6145 | 9900 | 0 | -635.4965 | 0.99
2016-01-28 20:00 | 111877 | 50 | -16.6 | 33.4 | 0 | 33.4 | 93.3867 | 160.6667 | 160.6667 | 0 | 160.6667 | 0 | 145.9129 | 14.7538 | 9886.8469 | 14.6145 | 0 | 0.98868
2016-01-28 21:00 | 111860.4 | 50 | -16.6 | 33.4 | 0 | 33.4 | 93.3867 | 160.6667 | 160.6667 | 0 | 160.6667 | 0 | 143.333 | 17.3337 | 9873.5685 | 14.7538 | 0 | 0.98736
2016-01-28 22:00 | 111843.8 | 50 | -16.6 | 33.4 | 0 | 33.4 | 93.3867 | 160.6667 | 160.6667 | 0 | 160.6667 | 0 | 148.8758 | 11.7908 | 9857.9682 | 17.3337 | 0 | 0.9858
2016-01-28 23:00 | 111827.2 | 50 | -16.6 | 33.4 | 0 | 33.4 | 93.3867 | 160.6667 | 160.6667 | 0 | 160.6667 | 0 | 134.7358 | 25.9309 | 9847.3565 | 11.7908 | 0 | 0.98474
2016-01-29 | 111810.6 | 50 | -16.6 | 33.4 | 0 | 33.4 | 93.3867 | 160.6667 | 160.6667 | 0 | 160.6667 | 0 | 175.9715 | -15.3048 | 9824.0187 | 25.9309 | 0 | 0.9824
2016-01-29 01:00 | 111794 | 50 | -16.6 | 33.4 | 0 | 33.4 | 93.3867 | 160.6667 | 160.6667 | 0 | 160.6667 | 0 | 88.7247 | 71.942 | 9837.793 | -15.3048 | 0 | 0.98378
2016-01-29 02:00 | 111777.4 | 50 | -16.6 | 33.4 | 0 | 33.4 | 93.3867 | 160.6667 | 160.6667 | 0 | 160.6667 | 0 | 109.9032 | 50.7634 | 9773.0452 | 71.942 | 0 | 0.9773
2016-01-29 03:00 | 111760.8 | 50 | -16.6 | 33.4 | 0 | 33.4 | 93.3867 | 160.6667 | 160.6667 | 0 | 160.6667 | 0 | 67.909 | 92.7576 | 9727.3581 | 50.7634 | 0 | 0.97274
2016-01-29 04:00 | 111744.2 | 50 | -16.6 | 33.4 | 0 | 33.4 | 93.3867 | 160.6667 | 160.6667 | 0 | 160.6667 | 0 | 62.6412 | 98.0254 | 9643.8762 | 92.7576 | 0 | 0.96439
2016-01-29 05:00 | 111727.6 | 50 | -16.6 | 33.4 | 0 | 33.4 | 93.3867 | 160.6667 | 160.6667 | 0 | 160.6667 | 0 | 48.7269 | 111.9398 | 9555.6533 | 98.0254 | 0 | 0.95557
2016-01-29 06:00 | 111711 | 50 | -16.6 | 33.4 | 0 | 33.4 | 93.3867 | 160.6667 | 160.6667 | 0 | 160.6667 | 0 | 71.2157 | 89.4509 | 9454.9076 | 111.9398 | 0 | 0.94549
2016-01-29 07:00 | 111694.4 | 50 | -16.6 | 33.4 | 0 | 33.4 | 93.3867 | 160.6667 | 160.6667 | 0 | 160.6667 | 0 | 56.9169 | 103.7498 | 9374.4017 | 89.4509 | 0 | 0.93744
2016-01-29 08:00 | 111677.8 | 50 | -16.6 | 33.4 | 0 | 33.4 | 93.3867 | 160.6667 | 160.6667 | 0 | 160.6667 | 0 | 144.0953 | 16.5714 | 9281.0269 | 103.7498 | 0 | 0.9281
2016-01-29 09:00 | 111661.2 | 50 | -50 | 0 | 0 | 0 | 0 | 160.6667 | 0 | 0 | 0 | 160.6667 | 934.7012 | -934.7012 | 9266.1127 | 16.5714 | 0 | 0.92661
2016-01-29 10:00 | 111611.2 | 50 | 150.4 | 200.4 | 0 | 200.4 | 560.32 | 1543.9899 | 964 | 0 | 964 | 579.9899 | 1543.9899 | -579.9899 | 9900 | -704.3193 | -1639.0205 | 0.99
2016-01-29 11:00 | 111761.6 | 50 | 150.4 | 200.4 | 0 | 200.4 | 560.32 | 2028.2289 | 964 | 0 | 964 | 1064.2289 | 2028.2289 | -1064.2289 | 9900 | 0 | -579.9899 | 0.99
2016-01-29 12:00 | 111912 | 50 | 150.4 | 200.4 | 0 | 200.4 | 560.32 | 2337.3358 | 964 | 0 | 964 | 1373.3358 | 2337.3358 | -1373.3358 | 9900 | 0 | -1064.2289 | 0.99
2016-01-29 13:00 | 112062.4 | 50 | 150.4 | 200.4 | 0 | 200.4 | 560.32 | 2464.7752 | 964 | 0 | 964 | 1500.7752 | 2464.7752 | -1500.7752 | 9900 | 0 | -1373.3358 | 0.99
2016-01-29 14:00 | 112212.8 | 50 | 150.4 | 200.4 | 0 | 200.4 | 560.32 | 2373.5501 | 964 | 0 | 964 | 1409.5501 | 2373.5501 | -1409.5501 | 9900 | 0 | -1500.7752 | 0.99
2016-01-29 15:00 | 112363.2 | 50 | 150.4 | 200.4 | 0 | 200.4 | 560.32 | 1313.4352 | 964 | 0 | 964 | 349.4352 | 1313.4352 | -349.4352 | 9900 | 0 | -1409.5501 | 0.99
2016-01-29 16:00 | 112513.6 | 50 | 150.4 | 200.4 | 0 | 200.4 | 560.32 | 1635.4554 | 964 | 0 | 964 | 671.4554 | 1635.4554 | -671.4554 | 9900 | 0 | -349.4352 | 0.99
2016-01-29 17:00 | 112664 | 50 | 150.4 | 200.4 | 0 | 200.4 | 560.32 | 1033.1505 | 964 | 0 | 964 | 69.1505 | 1033.1505 | -69.1505 | 9900 | 0 | -671.4554 | 0.99
2016-01-29 18:00 | 112814.4 | 50 | -16.6 | 33.4 | 0 | 33.4 | 93.3867 | 160.6667 | 160.6667 | 0 | 160.6667 | 0 | 346.8507 | -186.184 | 9900 | 0 | -69.1505 | 0.99
2016-01-29 19:00 | 112797.8 | 50 | -16.6 | 33.4 | 0 | 33.4 | 93.3867 | 160.6667 | 160.6667 | 0 | 160.6667 | 0 | 38.7177 | 121.949 | 9900 | 0 | -186.184 | 0.99
2016-01-29 20:00 | 112781.2 | 50 | -16.6 | 33.4 | 0 | 33.4 | 93.3867 | 160.6667 | 160.6667 | 0 | 160.6667 | 0 | 53.1417 | 107.5249 | 9790.2459 | 121.949 | 0 | 0.97902
2016-01-29 21:00 | 112764.6 | 50 | -16.6 | 33.4 | 0 | 33.4 | 93.3867 | 160.6667 | 160.6667 | 0 | 160.6667 | 0 | 19.8659 | 140.8007 | 9693.4735 | 107.5249 | 0 | 0.96935
2016-01-29 22:00 | 112748 | 50 | -16.6 | 33.4 | 0 | 33.4 | 93.3867 | 160.6667 | 160.6667 | 0 | 160.6667 | 0 | 10.4555 | 150.2111 | 9566.7528 | 140.8007 | 0 | 0.95668
2016-01-29 23:00 | 112731.4 | 50 | -16.6 | 33.4 | 0 | 33.4 | 93.3867 | 160.6667 | 160.6667 | 0 | 160.6667 | 0 | 6.7034 | 153.9633 | 9431.5628 | 150.2111 | 0 | 0.94316
2016-01-30 | 112714.8 | 50 | -16.6 | 33.4 | 0 | 33.4 | 93.3867 | 160.6667 | 160.6667 | 0 | 160.6667 | 0 | 8.3638 | 152.3029 | 9292.9959 | 153.9633 | 0 | 0.9293
2016-01-30 01:00 | 112698.2 | 50 | -16.6 | 33.4 | 0 | 33.4 | 93.3867 | 160.6667 | 160.6667 | 0 | 160.6667 | 0 | 16.1165 | 144.5502 | 9155.9232 | 152.3029 | 0 | 0.91559
2016-01-30 02:00 | 112681.6 | 50 | -16.6 | 33.4 | 0 | 33.4 | 93.3867 | 160.6667 | 160.6667 | 0 | 160.6667 | 0 | 10.7369 | 149.9298 | 9025.8281 | 144.5502 | 0 | 0.90258
2016-01-30 03:00 | 112665 | 50 | -16.6 | 33.4 | 0 | 33.4 | 93.3867 | 160.6667 | 160.6667 | 0 | 160.6667 | 0 | 7.4049 | 153.2618 | 8890.8913 | 149.9298 | 0 | 0.88909
2016-01-30 04:00 | 112648.4 | 50 | -16.6 | 33.4 | 0 | 33.4 | 93.3867 | 160.6667 | 160.6667 | 0 | 160.6667 | 0 | 13.1573 | 147.5094 | 8752.9557 | 153.2618 | 0 | 0.8753
2016-01-30 05:00 | 112631.8 | 50 | -16.6 | 33.4 | 0 | 33.4 | 93.3867 | 160.6667 | 160.6667 | 0 | 160.6667 | 0 | 6.6417 | 154.0249 | 8620.1972 | 147.5094 | 0 | 0.86202
2016-01-30 06:00 | 112615.2 | 50 | -16.6 | 33.4 | 0 | 33.4 | 93.3867 | 160.6667 | 160.6667 | 0 | 160.6667 | 0 | 10.8186 | 149.848 | 8481.5748 | 154.0249 | 0 | 0.84816
2016-01-30 07:00 | 112598.6 | 50 | -16.6 | 33.4 | 0 | 33.4 | 93.3867 | 160.6667 | 160.6667 | 0 | 160.6667 | 0 | 12.0535 | 148.6131 | 8346.7116 | 149.848 | 0 | 0.83467
2016-01-30 08:00 | 112582 | 50 | -16.6 | 33.4 | 0 | 33.4 | 93.3867 | 160.6667 | 160.6667 | 0 | 160.6667 | 0 | 222.4661 | -61.7994 | 8212.9597 | 148.6131 | 0 | 0.8213
2016-01-30 09:00 | 112565.4 | 50 | -50 | 0 | 0 | 0 | 0 | 160.6667 | 0 | 0 | 0 | 160.6667 | 950.7662 | -950.7662 | 8268.5792 | -61.7994 | 0 | 0.82686
2016-01-30 10:00 | 112515.4 | 50 | 150.4 | 200.4 | 0 | 200.4 | 560.32 | 1571.7885 | 964 | 0 | 964 | 607.7885 | 1571.7885 | -607.7885 | 9124.2688 | -950.7662 | 0 | 0.91243
2016-01-30 11:00 | 112665.8 | 50 | 150.4 | 200.4 | 0 | 200.4 | 560.32 | 2061.1334 | 964 | 0 | 964 | 1097.1334 | 2061.1334 | -1097.1334 | 9671.2785 | -607.7885 | 0 | 0.96713
2016-01-30 12:00 | 112816.2 | 50 | 150.4 | 200.4 | 0 | 200.4 | 560.32 | 2392.7358 | 964 | 0 | 964 | 1428.7358 | 2392.7358 | -1428.7358 | 9900 | -254.135 | -1351.2685 | 0.99
2016-01-30 13:00 | 112966.6 | 50 | 150.4 | 200.4 | 0 | 200.4 | 560.32 | 2543.8025 | 964 | 0 | 964 | 1579.8025 | 2543.8025 | -1579.8025 | 9900 | 0 | -1428.7358 | 0.99
2016-01-30 14:00 | 113117 | 50 | 150.4 | 200.4 | 0 | 200.4 | 560.32 | 2462.8024 | 964 | 0 | 964 | 1498.8024 | 2462.8024 | -1498.8024 | 9900 | 0 | -1579.8025 | 0.99
2016-01-30 15:00 | 113267.4 | 50 | 150.4 | 200.4 | 0 | 200.4 | 560.32 | 1310.8114 | 964 | 0 | 964 | 346.8114 | 1310.8114 | -346.8114 | 9900 | 0 | -1498.8024 | 0.99
2016-01-30 16:00 | 113417.8 | 50 | 150.4 | 200.4 | 0 | 200.4 | 560.32 | 1671.7423 | 964 | 0 | 964 | 707.7423 | 1671.7423 | -707.7423 | 9900 | 0 | -346.8114 | 0.99
2016-01-30 17:00 | 113568.2 | 50 | 150.4 | 200.4 | 0 | 200.4 | 560.32 | 1046.4891 | 964 | 0 | 964 | 82.4891 | 1046.4891 | -82.4891 | 9900 | 0 | -707.7423 | 0.99
2016-01-30 18:00 | 113718.6 | 50 | -16.6 | 33.4 | 0 | 33.4 | 93.3867 | 160.6667 | 160.6667 | 0 | 160.6667 | 0 | 334.8763 | -174.2096 | 9900 | 0 | -82.4891 | 0.99
2016-01-30 19:00 | 113702 | 50 | -16.6 | 33.4 | 0 | 33.4 | 93.3867 | 160.6667 | 160.6667 | 0 | 160.6667 | 0 | 7.6049 | 153.0618 | 9900 | 0 | -174.2096 | 0.99
2016-01-30 20:00 | 113685.4 | 50 | -16.6 | 33.4 | 0 | 33.4 | 93.3867 | 160.6667 | 160.6667 | 0 | 160.6667 | 0 | 6.7197 | 153.947 | 9762.2444 | 153.0618 | 0 | 0.97622
2016-01-30 21:00 | 113668.8 | 50 | -16.6 | 33.4 | 0 | 33.4 | 93.3867 | 160.6667 | 160.6667 | 0 | 160.6667 | 0 | 3.656 | 157.0107 | 9623.6921 | 153.947 | 0 | 0.96237
2016-01-30 22:00 | 113652.2 | 50 | -16.6 | 33.4 | 0 | 33.4 | 93.3867 | 160.6667 | 160.6667 | 0 | 160.6667 | 0 | 0.52314 | 160.1435 | 9482.3825 | 157.0107 | 0 | 0.94824
2016-01-30 23:00 | 113635.6 | 50 | -16.6 | 33.4 | 0 | 33.4 | 93.3867 | 160.6667 | 160.6667 | 0 | 160.6667 | 0 | 0.34081 | 160.3259 | 9338.2533 | 160.1435 | 0 | 0.93383
2016-01-31 | 113619 | 50 | -16.6 | 33.4 | 0 | 33.4 | 93.3867 | 160.6667 | 160.6667 | 0 | 160.6667 | 0 | 10.9503 | 149.7164 | 9193.9601 | 160.3259 | 0 | 0.9194
2016-01-31 01:00 | 113602.4 | 50 | -16.6 | 33.4 | 0 | 33.4 | 93.3867 | 160.6667 | 160.6667 | 0 | 160.6667 | 0 | 6.3557 | 154.3109 | 9059.2153 | 149.7164 | 0 | 0.90592
2016-01-31 02:00 | 113585.8 | 50 | -16.6 | 33.4 | 0 | 33.4 | 93.3867 | 160.6667 | 160.6667 | 0 | 160.6667 | 0 | 0.20121 | 160.4655 | 8920.3355 | 154.3109 | 0 | 0.89203
2016-01-31 03:00 | 113569.2 | 50 | -16.6 | 33.4 | 0 | 33.4 | 93.3867 | 160.6667 | 160.6667 | 0 | 160.6667 | 0 | 0.37874 | 160.2879 | 8775.9166 | 160.4655 | 0 | 0.87759
2016-01-31 04:00 | 113552.6 | 50 | -16.6 | 33.4 | 0 | 33.4 | 93.3867 | 160.6667 | 160.6667 | 0 | 160.6667 | 0 | 0 | 160.6667 | 8631.6574 | 160.2879 | 0 | 0.86317
2016-01-31 05:00 | 113536 | 50 | -16.6 | 33.4 | 0 | 33.4 | 93.3867 | 160.6667 | 160.6667 | 0 | 160.6667 | 0 | 0.25527 | 160.4114 | 8487.0574 | 160.6667 | 0 | 0.84871
2016-01-31 06:00 | 113519.4 | 50 | -16.6 | 33.4 | 0 | 33.4 | 93.3867 | 160.6667 | 160.6667 | 0 | 160.6667 | 0 | 1.2132 | 159.4535 | 8342.6872 | 160.4114 | 0 | 0.83427
2016-01-31 07:00 | 113502.8 | 50 | -16.6 | 33.4 | 0 | 33.4 | 93.3867 | 160.6667 | 160.6667 | 0 | 160.6667 | 0 | 7.2262 | 153.4404 | 8199.179 | 159.4535 | 0 | 0.81992
2016-01-31 08:00 | 113486.2 | 50 | -16.6 | 33.4 | 0 | 33.4 | 93.3867 | 160.6667 | 160.6667 | 0 | 160.6667 | 0 | 323.8353 | -163.1686 | 8061.0826 | 153.4404 | 0 | 0.80611
2016-01-31 09:00 | 113469.6 | 50 | 150.4 | 200.4 | 0 | 200.4 | 560.32 | 1255.2435 | 964 | 0 | 964 | 291.2435 | 1255.2435 | -291.2435 | 8207.9344 | -163.1686 | 0 | 0.82079
2016-01-31 10:00 | 113620 | 50 | 150.4 | 200.4 | 0 | 200.4 | 560.32 | 1848.8078 | 964 | 0 | 964 | 884.8078 | 1848.8078 | -884.8078 | 8470.0536 | -291.2435 | 0 | 0.84701
2016-01-31 11:00 | 113770.4 | 50 | 150.4 | 200.4 | 0 | 200.4 | 560.32 | 2430.7501 | 964 | 0 | 964 | 1466.7501 | 2430.7501 | -1466.7501 | 9266.3806 | -884.8078 | 0 | 0.92664
2016-01-31 12:00 | 113920.8 | 50 | 150.4 | 200.4 | 0 | 200.4 | 560.32 | 3196.2603 | 964 | 0 | 964 | 2232.2603 | 3196.2603 | -2232.2603 | 9900 | -704.0215 | -2170.7716 | 0.99
2016-01-31 13:00 | 114071.2 | 50 | 150.4 | 200.4 | 0 | 200.4 | 560.32 | 3317.5935 | 964 | 0 | 964 | 2353.5935 | 3317.5935 | -2353.5935 | 9900 | 0 | -2232.2603 | 0.99
2016-01-31 14:00 | 114221.6 | 50 | 150.4 | 200.4 | 0 | 200.4 | 560.32 | 2993.864 | 964 | 0 | 964 | 2029.864 | 2993.864 | -2029.864 | 9900 | 0 | -2353.5935 | 0.99
2016-01-31 15:00 | 114372 | 50 | 150.4 | 200.4 | 0 | 200.4 | 560.32 | 2757.8425 | 964 | 0 | 964 | 1793.8425 | 2757.8425 | -1793.8425 | 9900 | 0 | -2029.864 | 0.99
2016-01-31 16:00 | 114522.4 | 50 | 150.4 | 200.4 | 0 | 200.4 | 560.32 | 2218.9947 | 964 | 0 | 964 | 1254.9947 | 2218.9947 | -1254.9947 | 9900 | 0 | -1793.8425 | 0.99
2016-01-31 17:00 | 114672.8 | 50 | 150.4 | 200.4 | 0 | 200.4 | 560.32 | 1582.6984 | 964 | 0 | 964 | 618.6984 | 1582.6984 | -618.6984 | 9900 | 0 | -1254.9947 | 0.99
2016-01-31 18:00 | 114823.2 | 50 | -50 | 0 | 0 | 0 | 0 | 160.6667 | 0 | 0 | 0 | 160.6667 | 627.2444 | -627.2444 | 9900 | 0 | -618.6984 | 0.99
2016-01-31 19:00 | 114773.2 | 50 | -16.6 | 33.4 | 0 | 33.4 | 93.3867 | 160.6667 | 160.6667 | 0 | 160.6667 | 0 | 167.1552 | -6.4885 | 9900 | 0 | -627.2444 | 0.99
2016-01-31 20:00 | 114756.6 | 50 | -16.6 | 33.4 | 0 | 33.4 | 93.3867 | 160.6667 | 160.6667 | 0 | 160.6667 | 0 | 206.3832 | -45.7165 | 9900 | 0 | -6.4885 | 0.99
2016-01-31 21:00 | 114740 | 50 | -16.6 | 33.4 | 0 | 33.4 | 93.3867 | 160.6667 | 160.6667 | 0 | 160.6667 | 0 | 171.0156 | -10.349 | 9900 | 0 | -45.7165 | 0.99
2016-01-31 22:00 | 114723.4 | 50 | -16.6 | 33.4 | 0 | 33.4 | 93.3867 | 160.6667 | 160.6667 | 0 | 160.6667 | 0 | 107.3273 | 53.3394 | 9900 | 0 | -10.349 | 0.99
2016-01-31 23:00 | 114706.8 | 50 | -16.6 | 33.4 | 0 | 33.4 | 93.3867 | 160.6667 | 160.6667 | 0 | 160.6667 | 0 | 85.3243 | 75.3423 | 9851.9946 | 53.3394 | 0 | 0.9852
2016-02-01 | 114690.2 | 50 | -16.6 | 33.4 | 0 | 33.4 | 93.3867 | 160.6667 | 160.6667 | 0 | 160.6667 | 0 | 47.4989 | 113.1678 | 9784.1865 | 75.3423 | 0 | 0.97842
2016-02-01 01:00 | 114673.6 | 50 | -16.6 | 33.4 | 0 | 33.4 | 93.3867 | 160.6667 | 160.6667 | 0 | 160.6667 | 0 | 23.022 | 137.6446 | 9682.3354 | 113.1678 | 0 | 0.96823
2016-02-01 02:00 | 114657 | 50 | -16.6 | 33.4 | 0 | 33.4 | 93.3867 | 160.6667 | 160.6667 | 0 | 160.6667 | 0 | 31.4509 | 129.2158 | 9558.4553 | 137.6446 | 0 | 0.95585
2016-02-01 03:00 | 114640.4 | 50 | -16.6 | 33.4 | 0 | 33.4 | 93.3867 | 160.6667 | 160.6667 | 0 | 160.6667 | 0 | 19.5409 | 141.1257 | 9442.1611 | 129.2158 | 0 | 0.94422
2016-02-01 04:00 | 114623.8 | 50 | -16.6 | 33.4 | 0 | 33.4 | 93.3867 | 160.6667 | 160.6667 | 0 | 160.6667 | 0 | 108.1937 | 52.4729 | 9315.1479 | 141.1257 | 0 | 0.93151
2016-02-01 05:00 | 114607.2 | 50 | -16.6 | 33.4 | 0 | 33.4 | 93.3867 | 160.6667 | 160.6667 | 0 | 160.6667 | 0 | 81.1567 | 79.51 | 9267.9222 | 52.4729 | 0 | 0.92679
2016-02-01 06:00 | 114590.6 | 50 | -16.6 | 33.4 | 0 | 33.4 | 93.3867 | 160.6667 | 160.6667 | 0 | 160.6667 | 0 | 103.2883 | 57.3783 | 9196.3633 | 79.51 | 0 | 0.91964
2016-02-01 07:00 | 114574 | 50 | -50 | 0 | 0 | 0 | 0 | 160.6667 | 0 | 0 | 0 | 160.6667 | 667.3673 | -667.3673 | 9144.7228 | 57.3783 | 0 | 0.91447
2016-02-01 08:00 | 114524 | 50 | -50 | 0 | 0 | 0 | 0 | 160.6667 | 0 | 0 | 0 | 160.6667 | 855.0794 | -855.0794 | 9745.3533 | -667.3673 | 0 | 0.97454
2016-02-01 09:00 | 114474 | 50 | 150.4 | 200.4 | 0 | 200.4 | 560.32 | 1364.4155 | 964 | 0 | 964 | 400.4155 | 1364.4155 | -400.4155 | 9900 | -171.8297 | -1026.909 | 0.99
2016-02-01 10:00 | 114624.4 | 50 | 150.4 | 200.4 | 0 | 200.4 | 560.32 | 1968.7571 | 964 | 0 | 964 | 1004.7571 | 1968.7571 | -1004.7571 | 9900 | 0 | -400.4155 | 0.99
2016-02-01 11:00 | 114774.8 | 50 | 150.4 | 200.4 | 0 | 200.4 | 560.32 | 2384.5978 | 964 | 0 | 964 | 1420.5978 | 2384.5978 | -1420.5978 | 9900 | 0 | -1004.7571 | 0.99
2016-02-01 12:00 | 114925.2 | 50 | 150.4 | 200.4 | 0 | 200.4 | 560.32 | 2913.1052 | 964 | 0 | 964 | 1949.1052 | 2913.1052 | -1949.1052 | 9900 | 0 | -1420.5978 | 0.99
2016-02-01 13:00 | 115075.6 | 50 | 150.4 | 200.4 | 0 | 200.4 | 560.32 | 3187.6854 | 964 | 0 | 964 | 2223.6854 | 3187.6854 | -2223.6854 | 9900 | 0 | -1949.1052 | 0.99
2016-02-01 14:00 | 115226 | 50 | 150.4 | 200.4 | 0 | 200.4 | 560.32 | 2904.4229 | 964 | 0 | 964 | 1940.4229 | 2904.4229 | -1940.4229 | 9900 | 0 | -2223.6854 | 0.99
2016-02-01 15:00 | 115376.4 | 50 | 150.4 | 200.4 | 0 | 200.4 | 560.32 | 2602.8809 | 964 | 0 | 964 | 1638.8809 | 2602.8809 | -1638.8809 | 9900 | 0 | -1940.4229 | 0.99
2016-02-01 16:00 | 115526.8 | 50 | 150.4 | 200.4 | 0 | 200.4 | 560.32 | 1952.0724 | 964 | 0 | 964 | 988.0724 | 1952.0724 | -988.0724 | 9900 | 0 | -1638.8809 | 0.99
2016-02-01 17:00 | 115677.2 | 50 | 150.4 | 200.4 | 0 | 200.4 | 560.32 | 1312.4618 | 964 | 0 | 964 | 348.4618 | 1312.4618 | -348.4618 | 9900 | 0 | -988.0724 | 0.99
2016-02-01 18:00 | 115827.6 | 50 | -50 | 0 | 0 | 0 | 0 | 160.6667 | 0 | 0 | 0 | 160.6667 | 634.0497 | -634.0497 | 9900 | 0 | -348.4618 | 0.99
2016-02-01 19:00 | 115777.6 | 50 | -16.6 | 33.4 | 0 | 33.4 | 93.3867 | 160.6667 | 160.6667 | 0 | 160.6667 | 2.8422e-14 | 468.9667 | -308.3 | 9900 | 0 | -634.0497 | 0.99
2016-02-01 20:00 | 115761 | 50 | -50 | 0 | 0 | 0 | 0 | 160.6667 | 0 | 0 | 0 | 160.6667 | 417.1248 | -417.1248 | 9900 | 0 | -308.3 | 0.99
2016-02-01 21:00 | 115711 | 50 | -50 | 0 | 0 | 0 | 0 | 160.6667 | 0 | 0 | 0 | 160.6667 | 590.6052 | -590.6052 | 9900 | 0 | -417.1248 | 0.99
2016-02-01 22:00 | 115661 | 50 | -50 | 0 | 0 | 0 | 0 | 160.6667 | 0 | 0 | 0 | 160.6667 | 839.3796 | -839.3796 | 9900 | 0 | -590.6052 | 0.99
2016-02-01 23:00 | 115611 | 50 | -50 | 0 | 0 | 0 | 0 | 160.6667 | 0 | 0 | 0 | 160.6667 | 916.3463 | -916.3463 | 9900 | 0 | -839.3796 | 0.99
2016-02-02 | 115561 | 50 | -50 | 0 | 0 | 0 | 0 | 160.6667 | 0 | 0 | 0 | 160.6667 | 943.5769 | -943.5769 | 9900 | 0 | -916.3463 | 0.99
2016-02-02 01:00 | 115511 | 50 | -50 | 0 | 0 | 0 | 0 | 160.6667 | 0 | 0 | 0 | 160.6667 | 925.8874 | -925.8874 | 9900 | 0 | -943.5769 | 0.99
2016-02-02 02:00 | 115461 | 50 | -50 | 0 | 0 | 0 | 0 | 160.6667 | 0 | 0 | 0 | 160.6667 | 923.9026 | -923.9026 | 9900 | 0 | -925.8874 | 0.99
2016-02-02 03:00 | 115411 | 50 | -50 | 0 | 0 | 0 | 0 | 160.6667 | 0 | 0 | 0 | 160.6667 | 914.6861 | -914.6861 | 9900 | 0 | -923.9026 | 0.99
2016-02-02 04:00 | 115361 | 50 | -50 | 0 | 0 | 0 | 0 | 160.6667 | 0 | 0 | 0 | 160.6667 | 862.426 | -862.426 | 9900 | 0 | -914.6861 | 0.99
2016-02-02 05:00 | 115311 | 50 | -50 | 0 | 0 | 0 | 0 | 160.6667 | 0 | 0 | 0 | 160.6667 | 712.0643 | -712.0643 | 9900 | 0 | -862.426 | 0.99
2016-02-02 06:00 | 115261 | 50 | -50 | 0 | 0 | 0 | 0 | 160.6667 | 0 | 0 | 0 | 160.6667 | 722.6459 | -722.6459 | 9900 | 0 | -712.0643 | 0.99
2016-02-02 07:00 | 115211 | 50 | -50 | 0 | 0 | 0 | 0 | 160.6667 | 0 | 0 | 0 | 160.6667 | 924.0995 | -924.0995 | 9900 | 0 | -722.6459 | 0.99
2016-02-02 08:00 | 115161 | 50 | 150.4 | 200.4 | 0 | 200.4 | 560.32 | 1163.601 | 964 | 0 | 964 | 199.601 | 1163.601 | -199.601 | 9900 | 0 | -924.0995 | 0.99
2016-02-02 09:00 | 115311.4 | 50 | 150.4 | 200.4 | 0 | 200.4 | 560.32 | 1755.0968 | 964 | 0 | 964 | 791.0968 | 1755.0968 | -791.0968 | 9900 | 0 | -199.601 | 0.99
2016-02-02 10:00 | 115461.8 | 50 | 150.4 | 200.4 | 0 | 200.4 | 560.32 | 2362.9668 | 964 | 0 | 964 | 1398.9668 | 2362.9668 | -1398.9668 | 9900 | 0 | -791.0968 | 0.99
2016-02-02 11:00 | 115612.2 | 50 | 150.4 | 200.4 | 0 | 200.4 | 560.32 | 2863.1102 | 964 | 0 | 964 | 1899.1102 | 2863.1102 | -1899.1102 | 9900 | 0 | -1398.9668 | 0.99
2016-02-02 12:00 | 115762.6 | 50 | 150.4 | 200.4 | 0 | 200.4 | 560.32 | 3162.7145 | 964 | 0 | 964 | 2198.7145 | 3162.7145 | -2198.7145 | 9900 | 0 | -1899.1102 | 0.99
2016-02-02 13:00 | 115913 | 50 | 150.4 | 200.4 | 0 | 200.4 | 560.32 | 3430.4027 | 964 | 0 | 964 | 2466.4027 | 3430.4027 | -2466.4027 | 9900 | 0 | -2198.7145 | 0.99
2016-02-02 14:00 | 116063.4 | 50 | 150.4 | 200.4 | 0 | 200.4 | 560.32 | 2901.2633 | 964 | 0 | 964 | 1937.2633 | 2901.2633 | -1937.2633 | 9900 | 0 | -2466.4027 | 0.99
2016-02-02 15:00 | 116213.8 | 50 | 150.4 | 200.4 | 0 | 200.4 | 560.32 | 3006.0813 | 964 | 0 | 964 | 2042.0813 | 3006.0813 | -2042.0813 | 9900 | 0 | -1937.2633 | 0.99
2016-02-02 16:00 | 116364.2 | 50 | 150.4 | 200.4 | 0 | 200.4 | 560.32 | 2617.3771 | 964 | 0 | 964 | 1653.3771 | 2617.3771 | -1653.3771 | 9900 | 0 | -2042.0813 | 0.99
2016-02-02 17:00 | 116514.6 | 50 | 150.4 | 200.4 | 0 | 200.4 | 560.32 | 2039.6585 | 964 | 0 | 964 | 1075.6585 | 2039.6585 | -1075.6585 | 9900 | 0 | -1653.3771 | 0.99
2016-02-02 18:00 | 116665 | 50 | 150.4 | 200.4 | 0 | 200.4 | 560.32 | 1147.1516 | 964 | 0 | 964 | 183.1516 | 1147.1516 | -183.1516 | 9900 | 0 | -1075.6585 | 0.99
2016-02-02 19:00 | 116815.4 | 50 | -50 | 0 | 0 | 0 | 0 | 160.6667 | 0 | 0 | 0 | 160.6667 | 668.5345 | -668.5345 | 9900 | 0 | -183.1516 | 0.99
2016-02-02 20:00 | 116765.4 | 50 | -50 | 0 | 0 | 0 | 0 | 160.6667 | 0 | 0 | 0 | 160.6667 | 781.2999 | -781.2999 | 9900 | 0 | -668.5345 | 0.99
2016-02-02 21:00 | 116715.4 | 50 | -16.6 | 33.4 | 0 | 33.4 | 93.3867 | 160.6667 | 160.6667 | 0 | 160.6667 | 0 | 406.5018 | -245.8352 | 9900 | 0 | -781.2999 | 0.99
2016-02-02 22:00 | 116698.8 | 50 | -16.6 | 33.4 | 0 | 33.4 | 93.3867 | 160.6667 | 160.6667 | 0 | 160.6667 | 0 | 292.2742 | -131.6075 | 9900 | 0 | -245.8352 | 0.99
2016-02-02 23:00 | 116682.2 | 50 | -16.6 | 33.4 | 0 | 33.4 | 93.3867 | 160.6667 | 160.6667 | 0 | 160.6667 | 0 | 211.8407 | -51.174 | 9900 | 0 | -131.6075 | 0.99
2016-02-03 | 116665.6 | 50 | -16.6 | 33.4 | 0 | 33.4 | 93.3867 | 160.6667 | 160.6667 | 0 | 160.6667 | 0 | 248.2382 | -87.5715 | 9900 | 0 | -51.174 | 0.99
2016-02-03 01:00 | 116649 | 50 | -16.6 | 33.4 | 0 | 33.4 | 93.3867 | 160.6667 | 160.6667 | 0 | 160.6667 | 0 | 184.2841 | -23.6174 | 9900 | 0 | -87.5715 | 0.99
2016-02-03 02:00 | 116632.4 | 50 | -16.6 | 33.4 | 0 | 33.4 | 93.3867 | 160.6667 | 160.6667 | 0 | 160.6667 | 0 | 147.0535 | 13.6132 | 9900 | 0 | -23.6174 | 0.99
2016-02-03 03:00 | 116615.8 | 50 | -16.6 | 33.4 | 0 | 33.4 | 93.3867 | 160.6667 | 160.6667 | 0 | 160.6667 | 0 | 156.8414 | 3.8252 | 9887.7482 | 13.6132 | 0 | 0.98877
2016-02-03 04:00 | 116599.2 | 50 | -16.6 | 33.4 | 0 | 33.4 | 93.3867 | 160.6667 | 160.6667 | 0 | 160.6667 | 0 | 67.9063 | 92.7603 | 9884.3054 | 3.8252 | 0 | 0.98843
2016-02-03 05:00 | 116582.6 | 50 | -16.6 | 33.4 | 0 | 33.4 | 93.3867 | 160.6667 | 160.6667 | 0 | 160.6667 | 0 | 45.0832 | 115.5835 | 9800.8211 | 92.7603 | 0 | 0.98008
2016-02-03 06:00 | 116566 | 50 | -16.6 | 33.4 | 0 | 33.4 | 93.3867 | 160.6667 | 160.6667 | 0 | 160.6667 | 0 | 0.58366 | 160.083 | 9696.796 | 115.5835 | 0 | 0.96968
2016-02-03 07:00 | 116549.4 | 50 | -16.6 | 33.4 | 0 | 33.4 | 93.3867 | 160.6667 | 160.6667 | 0 | 160.6667 | 0 | 2.7407 | 157.9259 | 9552.7213 | 160.083 | 0 | 0.95527
2016-02-03 08:00 | 116532.8 | 50 | -16.6 | 33.4 | 0 | 33.4 | 93.3867 | 160.6667 | 160.6667 | 0 | 160.6667 | 0 | 243.3574 | -82.6908 | 9410.5879 | 157.9259 | 0 | 0.94106
2016-02-03 09:00 | 116516.2 | 50 | -50 | 0 | 0 | 0 | 0 | 160.6667 | 0 | 0 | 0 | 160.6667 | 961.9816 | -961.9816 | 9485.0096 | -82.6908 | 0 | 0.9485
2016-02-03 10:00 | 116466.2 | 50 | 150.4 | 200.4 | 0 | 200.4 | 560.32 | 1585.1154 | 964 | 0 | 964 | 621.1154 | 1585.1154 | -621.1154 | 9900 | -461.1004 | -1423.082 | 0.99
2016-02-03 11:00 | 116616.6 | 50 | 150.4 | 200.4 | 0 | 200.4 | 560.32 | 2080.851 | 964 | 0 | 964 | 1116.851 | 2080.851 | -1116.851 | 9900 | 0 | -621.1154 | 0.99
2016-02-03 12:00 | 116767 | 50 | 150.4 | 200.4 | 0 | 200.4 | 560.32 | 1912.2634 | 964 | 0 | 964 | 948.2634 | 1912.2634 | -948.2634 | 9900 | 0 | -1116.851 | 0.99
2016-02-03 13:00 | 116917.4 | 50 | 150.4 | 200.4 | 0 | 200.4 | 560.32 | 2553.7779 | 964 | 0 | 964 | 1589.7779 | 2553.7779 | -1589.7779 | 9900 | 0 | -948.2634 | 0.99
2016-02-03 14:00 | 117067.8 | 50 | 150.4 | 200.4 | 0 | 200.4 | 560.32 | 2448.0987 | 964 | 0 | 964 | 1484.0987 | 2448.0987 | -1484.0987 | 9900 | 0 | -1589.7779 | 0.99
2016-02-03 15:00 | 117218.2 | 50 | 150.4 | 200.4 | 0 | 200.4 | 560.32 | 2221.7813 | 964 | 0 | 964 | 1257.7813 | 2221.7813 | -1257.7813 | 9900 | 0 | -1484.0987 | 0.99
2016-02-03 16:00 | 117368.6 | 50 | 150.4 | 200.4 | 0 | 200.4 | 560.32 | 1772.0636 | 964 | 0 | 964 | 808.0636 | 1772.0636 | -808.0636 | 9900 | 0 | -1257.7813 | 0.99
2016-02-03 17:00 | 117519 | 50 | 150.4 | 200.4 | 0 | 200.4 | 560.32 | 1086.2851 | 964 | 0 | 964 | 122.2851 | 1086.2851 | -122.2851 | 9900 | 0 | -808.0636 | 0.99
2016-02-03 18:00 | 117669.4 | 50 | -16.6 | 33.4 | 0 | 33.4 | 93.3867 | 160.6667 | 160.6667 | 0 | 160.6667 | 0 | 364.3222 | -203.6555 | 9900 | 0 | -122.2851 | 0.99
2016-02-03 19:00 | 117652.8 | 50 | -16.6 | 33.4 | 0 | 33.4 | 93.3867 | 160.6667 | 160.6667 | 0 | 160.6667 | 0 | 17.8549 | 142.8118 | 9900 | 0 | -203.6555 | 0.99
2016-02-03 20:00 | 117636.2 | 50 | -16.6 | 33.4 | 0 | 33.4 | 93.3867 | 160.6667 | 160.6667 | 0 | 160.6667 | 0 | 227.3718 | -66.7051 | 9771.4694 | 142.8118 | 0 | 0.97715
2016-02-03 21:00 | 117619.6 | 50 | -16.6 | 33.4 | 0 | 33.4 | 93.3867 | 160.6667 | 160.6667 | 0 | 160.6667 | 0 | 199.8779 | -39.2112 | 9831.504 | -66.7051 | 0 | 0.98315
2016-02-03 22:00 | 117603 | 50 | -16.6 | 33.4 | 0 | 33.4 | 93.3867 | 160.6667 | 160.6667 | 0 | 160.6667 | 0 | 197.2789 | -36.6122 | 9866.7941 | -39.2112 | 0 | 0.98668
2016-02-03 23:00 | 117586.4 | 50 | -16.6 | 33.4 | 0 | 33.4 | 93.3867 | 160.6667 | 160.6667 | 0 | 160.6667 | 0 | 218.1217 | -57.4551 | 9899.7451 | -36.6122 | 0 | 0.98997
2016-02-04 | 117569.8 | 50 | -16.6 | 33.4 | 0 | 33.4 | 93.3867 | 160.6667 | 160.6667 | 0 | 160.6667 | 0 | 284.8319 | -124.1653 | 9900 | -0.28321 | -57.7383 | 0.99
2016-02-04 01:00 | 117553.2 | 50 | -16.6 | 33.4 | 0 | 33.4 | 93.3867 | 160.6667 | 160.6667 | 0 | 160.6667 | 0 | 369.2807 | -208.614 | 9900 | 0 | -124.1653 | 0.99
2016-02-04 02:00 | 117536.6 | 50 | -16.6 | 33.4 | 0 | 33.4 | 93.3867 | 160.6667 | 160.6667 | 0 | 160.6667 | 0 | 264.0682 | -103.4016 | 9900 | 0 | -208.614 | 0.99
2016-02-04 03:00 | 117520 | 50 | -50 | 0 | 0 | 0 | 0 | 160.6667 | 0 | 0 | 0 | 160.6667 | 418.7693 | -418.7693 | 9900 | 0 | -103.4016 | 0.99
2016-02-04 04:00 | 117470 | 50 | -16.6 | 33.4 | 0 | 33.4 | 93.3867 | 160.6667 | 160.6667 | 0 | 160.6667 | 0 | 386.8331 | -226.1664 | 9900 | 0 | -418.7693 | 0.99
2016-02-04 05:00 | 117453.4 | 50 | -16.6 | 33.4 | 0 | 33.4 | 93.3867 | 160.6667 | 160.6667 | 0 | 160.6667 | 0 | 294.0475 | -133.3808 | 9900 | 0 | -226.1664 | 0.99
2016-02-04 06:00 | 117436.8 | 50 | -16.6 | 33.4 | 0 | 33.4 | 93.3867 | 160.6667 | 160.6667 | 0 | 160.6667 | 0 | 243.0047 | -82.3381 | 9900 | 0 | -133.3808 | 0.99
2016-02-04 07:00 | 117420.2 | 50 | -16.6 | 33.4 | 0 | 33.4 | 93.3867 | 160.6667 | 160.6667 | 0 | 160.6667 | 0 | 247.5032 | -86.8365 | 9900 | 0 | -82.3381 | 0.99
2016-02-04 08:00 | 117403.6 | 50 | -16.6 | 33.4 | 0 | 33.4 | 93.3867 | 160.6667 | 160.6667 | 0 | 160.6667 | 2.8422e-14 | 498.3555 | -337.6888 | 9900 | 0 | -86.8365 | 0.99
2016-02-04 09:00 | 117387 | 50 | 150.4 | 200.4 | 0 | 200.4 | 560.32 | 1205.6024 | 964 | 0 | 964 | 241.6024 | 1205.6024 | -241.6024 | 9900 | 0 | -337.6888 | 0.99
2016-02-04 10:00 | 117537.4 | 50 | 150.4 | 200.4 | 0 | 200.4 | 560.32 | 1812.69 | 964 | 0 | 964 | 848.69 | 1812.69 | -848.69 | 9900 | 0 | -241.6024 | 0.99
2016-02-04 11:00 | 117687.8 | 50 | 150.4 | 200.4 | 0 | 200.4 | 560.32 | 2241.66 | 964 | 0 | 964 | 1277.66 | 2241.66 | -1277.66 | 9900 | 0 | -848.69 | 0.99
2016-02-04 12:00 | 117838.2 | 50 | 150.4 | 200.4 | 0 | 200.4 | 560.32 | 2611.026 | 964 | 0 | 964 | 1647.026 | 2611.026 | -1647.026 | 9900 | 0 | -1277.66 | 0.99
2016-02-04 13:00 | 117988.6 | 50 | 150.4 | 200.4 | 0 | 200.4 | 560.32 | 2696.063 | 964 | 0 | 964 | 1732.063 | 2696.063 | -1732.063 | 9900 | 0 | -1647.026 | 0.99
2016-02-04 14:00 | 118139 | 50 | 150.4 | 200.4 | 0 | 200.4 | 560.32 | 2745.2728 | 964 | 0 | 964 | 1781.2728 | 2745.2728 | -1781.2728 | 9900 | 0 | -1732.063 | 0.99
2016-02-04 15:00 | 118289.4 | 50 | 150.4 | 200.4 | 0 | 200.4 | 560.32 | 2535.7394 | 964 | 0 | 964 | 1571.7394 | 2535.7394 | -1571.7394 | 9900 | 0 | -1781.2728 | 0.99
2016-02-04 16:00 | 118439.8 | 50 | 150.4 | 200.4 | 0 | 200.4 | 560.32 | 2075.7097 | 964 | 0 | 964 | 1111.7097 | 2075.7097 | -1111.7097 | 9900 | 0 | -1571.7394 | 0.99
2016-02-04 17:00 | 118590.2 | 50 | 150.4 | 200.4 | 0 | 200.4 | 560.32 | 1474.3095 | 964 | 0 | 964 | 510.3095 | 1474.3095 | -510.3095 | 9900 | 0 | -1111.7097 | 0.99
2016-02-04 18:00 | 118740.6 | 50 | -50 | 0 | 0 | 0 | 0 | 160.6667 | 0 | 0 | 0 | 160.6667 | 725.4516 | -725.4516 | 9900 | 0 | -510.3095 | 0.99
2016-02-04 19:00 | 118690.6 | 50 | -16.6 | 33.4 | 0 | 33.4 | 93.3867 | 160.6667 | 160.6667 | 0 | 160.6667 | 0 | 337.0673 | -176.4006 | 9900 | 0 | -725.4516 | 0.99
2016-02-04 20:00 | 118674 | 50 | -16.6 | 33.4 | 0 | 33.4 | 93.3867 | 160.6667 | 160.6667 | 0 | 160.6667 | 2.8422e-14 | 421.7215 | -261.0549 | 9900 | 0 | -176.4006 | 0.99
2016-02-04 21:00 | 118657.4 | 50 | -16.6 | 33.4 | 0 | 33.4 | 93.3867 | 160.6667 | 160.6667 | 0 | 160.6667 | 0 | 348.2117 | -187.545 | 9900 | 0 | -261.0549 | 0.99
2016-02-04 22:00 | 118640.8 | 50 | -16.6 | 33.4 | 0 | 33.4 | 93.3867 | 160.6667 | 160.6667 | 0 | 160.6667 | 0 | 146.5694 | 14.0973 | 9900 | 0 | -187.545 | 0.99
2016-02-04 23:00 | 118624.2 | 50 | -16.6 | 33.4 | 0 | 33.4 | 93.3867 | 160.6667 | 160.6667 | 0 | 160.6667 | 0 | 148.4402 | 12.2265 | 9887.3124 | 14.0973 | 0 | 0.98873
2016-02-05 | 118607.6 | 50 | -16.6 | 33.4 | 0 | 33.4 | 93.3867 | 160.6667 | 160.6667 | 0 | 160.6667 | 0 | 331.0696 | -170.403 | 9876.3086 | 12.2265 | 0 | 0.98763
2016-02-05 01:00 | 118591 | 50 | -16.6 | 33.4 | 0 | 33.4 | 93.3867 | 160.6667 | 160.6667 | 0 | 160.6667 | 0 | 345.5206 | -184.8539 | 9900 | -26.3238 | -196.7268 | 0.99
2016-02-05 02:00 | 118574.4 | 50 | -50 | 0 | 0 | 0 | 0 | 160.6667 | 0 | 0 | 0 | 160.6667 | 546.7511 | -546.7511 | 9900 | 0 | -184.8539 | 0.99
2016-02-05 03:00 | 118524.4 | 50 | -50 | 0 | 0 | 0 | 0 | 160.6667 | 0 | 0 | 0 | 160.6667 | 420.5794 | -420.5794 | 9900 | 0 | -546.7511 | 0.99
2016-02-05 04:00 | 118474.4 | 50 | -16.6 | 33.4 | 0 | 33.4 | 93.3867 | 160.6667 | 160.6667 | 0 | 160.6667 | 0 | 233.2454 | -72.5787 | 9900 | 0 | -420.5794 | 0.99
2016-02-05 05:00 | 118457.8 | 50 | -16.6 | 33.4 | 0 | 33.4 | 93.3867 | 160.6667 | 160.6667 | 0 | 160.6667 | 0 | 210.8089 | -50.1423 | 9900 | 0 | -72.5787 | 0.99
2016-02-05 06:00 | 118441.2 | 50 | -16.6 | 33.4 | 0 | 33.4 | 93.3867 | 160.6667 | 160.6667 | 0 | 160.6667 | 0 | 303.2467 | -142.5801 | 9900 | 0 | -50.1423 | 0.99
2016-02-05 07:00 | 118424.6 | 50 | -16.6 | 33.4 | 0 | 33.4 | 93.3867 | 160.6667 | 160.6667 | 0 | 160.6667 | 0 | 390.683 | -230.0164 | 9900 | 0 | -142.5801 | 0.99
2016-02-05 08:00 | 118408 | 50 | -50 | 0 | 0 | 0 | 0 | 160.6667 | 0 | 0 | 0 | 160.6667 | 528.8722 | -528.8722 | 9900 | 0 | -230.0164 | 0.99
2016-02-05 09:00 | 118358 | 50 | 150.4 | 200.4 | 0 | 200.4 | 560.32 | 1273.4261 | 964 | 0 | 964 | 309.4261 | 1273.4261 | -309.4261 | 9900 | 0 | -528.8722 | 0.99
2016-02-05 10:00 | 118508.4 | 50 | 150.4 | 200.4 | 0 | 200.4 | 560.32 | 1524.026 | 964 | 0 | 964 | 560.026 | 1524.026 | -560.026 | 9900 | 0 | -309.4261 | 0.99
2016-02-05 11:00 | 118658.8 | 50 | 150.4 | 200.4 | 0 | 200.4 | 560.32 | 2408.5066 | 964 | 0 | 964 | 1444.5066 | 2408.5066 | -1444.5066 | 9900 | 0 | -560.026 | 0.99
2016-02-05 12:00 | 118809.2 | 50 | 150.4 | 200.4 | 0 | 200.4 | 560.32 | 2677.8827 | 964 | 0 | 964 | 1713.8827 | 2677.8827 | -1713.8827 | 9900 | 0 | -1444.5066 | 0.99
2016-02-05 13:00 | 118959.6 | 50 | 150.4 | 200.4 | 0 | 200.4 | 560.32 | 2800.8239 | 964 | 0 | 964 | 1836.8239 | 2800.8239 | -1836.8239 | 9900 | 0 | -1713.8827 | 0.99
2016-02-05 14:00 | 119110 | 50 | 150.4 | 200.4 | 0 | 200.4 | 560.32 | 2128.5475 | 964 | 0 | 964 | 1164.5475 | 2128.5475 | -1164.5475 | 9900 | 0 | -1836.8239 | 0.99
2016-02-05 15:00 | 119260.4 | 50 | 150.4 | 200.4 | 0 | 200.4 | 560.32 | 1235.717 | 964 | 0 | 964 | 271.717 | 1235.717 | -271.717 | 9900 | 0 | -1164.5475 | 0.99
2016-02-05 16:00 | 119410.8 | 50 | 150.4 | 200.4 | 0 | 200.4 | 560.32 | 1986.9989 | 964 | 0 | 964 | 1022.9989 | 1986.9989 | -1022.9989 | 9900 | 0 | -271.717 | 0.99
2016-02-05 17:00 | 119561.2 | 50 | 150.4 | 200.4 | 0 | 200.4 | 560.32 | 1452.8017 | 964 | 0 | 964 | 488.8017 | 1452.8017 | -488.8017 | 9900 | 0 | -1022.9989 | 0.99
2016-02-05 18:00 | 119711.6 | 50 | -50 | 0 | 0 | 0 | 0 | 160.6667 | 0 | 0 | 0 | 160.6667 | 661.5409 | -661.5409 | 9900 | 0 | -488.8017 | 0.99
2016-02-05 19:00 | 119661.6 | 50 | -16.6 | 33.4 | 0 | 33.4 | 93.3867 | 160.6667 | 160.6667 | 0 | 160.6667 | 0 | 184.0465 | -23.3799 | 9900 | 0 | -661.5409 | 0.99
2016-02-05 20:00 | 119645 | 50 | -16.6 | 33.4 | 0 | 33.4 | 93.3867 | 160.6667 | 160.6667 | 0 | 160.6667 | 0 | 135.5337 | 25.133 | 9900 | 0 | -23.3799 | 0.99
2016-02-05 21:00 | 119628.4 | 50 | -16.6 | 33.4 | 0 | 33.4 | 93.3867 | 160.6667 | 160.6667 | 0 | 160.6667 | 0 | 184.2672 | -23.6006 | 9877.3803 | 25.133 | 0 | 0.98774
2016-02-05 22:00 | 119611.8 | 50 | -16.6 | 33.4 | 0 | 33.4 | 93.3867 | 160.6667 | 160.6667 | 0 | 160.6667 | 0 | 138.9467 | 21.72 | 9898.6209 | -23.6006 | 0 | 0.98986
2016-02-05 23:00 | 119595.2 | 50 | -16.6 | 33.4 | 0 | 33.4 | 93.3867 | 160.6667 | 160.6667 | 0 | 160.6667 | 0 | 159.5236 | 1.1431 | 9879.0729 | 21.72 | 0 | 0.98791
2016-02-06 | 119578.6 | 50 | -16.6 | 33.4 | 0 | 33.4 | 93.3867 | 160.6667 | 160.6667 | 0 | 160.6667 | 0 | 96.4684 | 64.1982 | 9878.0441 | 1.1431 | 0 | 0.9878
2016-02-06 01:00 | 119562 | 50 | -16.6 | 33.4 | 0 | 33.4 | 93.3867 | 160.6667 | 160.6667 | 0 | 160.6667 | 0 | 33.4303 | 127.2364 | 9820.2657 | 64.1982 | 0 | 0.98203
2016-02-06 02:00 | 119545.4 | 50 | -16.6 | 33.4 | 0 | 33.4 | 93.3867 | 160.6667 | 160.6667 | 0 | 160.6667 | 0 | 33.6884 | 126.9782 | 9705.753 | 127.2364 | 0 | 0.97058
2016-02-06 03:00 | 119528.8 | 50 | -16.6 | 33.4 | 0 | 33.4 | 93.3867 | 160.6667 | 160.6667 | 0 | 160.6667 | 0 | 49.711 | 110.9557 | 9591.4725 | 126.9782 | 0 | 0.95915
2016-02-06 04:00 | 119512.2 | 50 | -16.6 | 33.4 | 0 | 33.4 | 93.3867 | 160.6667 | 160.6667 | 0 | 160.6667 | 0 | 32.3757 | 128.291 | 9491.6124 | 110.9557 | 0 | 0.94916
2016-02-06 05:00 | 119495.6 | 50 | -16.6 | 33.4 | 0 | 33.4 | 93.3867 | 160.6667 | 160.6667 | 0 | 160.6667 | 0 | 28.6829 | 131.9837 | 9376.1826 | 128.291 | 0 | 0.93762
2016-02-06 06:00 | 119479 | 50 | -16.6 | 33.4 | 0 | 33.4 | 93.3867 | 160.6667 | 160.6667 | 0 | 160.6667 | 0 | 13.4784 | 147.1882 | 9257.3973 | 131.9837 | 0 | 0.92574
2016-02-06 07:00 | 119462.4 | 50 | -16.6 | 33.4 | 0 | 33.4 | 93.3867 | 160.6667 | 160.6667 | 0 | 160.6667 | 0 | 15.0926 | 145.5741 | 9124.9278 | 147.1882 | 0 | 0.91249
2016-02-06 08:00 | 119445.8 | 50 | -16.6 | 33.4 | 0 | 33.4 | 93.3867 | 160.6667 | 160.6667 | 0 | 160.6667 | 0 | 296.4579 | -135.7913 | 8993.9112 | 145.5741 | 0 | 0.89939
2016-02-06 09:00 | 119429.2 | 50 | 150.4 | 200.4 | 0 | 200.4 | 560.32 | 1015.1756 | 964 | 0 | 964 | 51.1756 | 1015.1756 | -51.1756 | 9116.1233 | -135.7913 | 0 | 0.91161
2016-02-06 10:00 | 119579.6 | 50 | 150.4 | 200.4 | 0 | 200.4 | 560.32 | 1634.7884 | 964 | 0 | 964 | 670.7884 | 1634.7884 | -670.7884 | 9162.1814 | -51.1756 | 0 | 0.91622
2016-02-06 11:00 | 119730 | 50 | 150.4 | 200.4 | 0 | 200.4 | 560.32 | 2115.5046 | 964 | 0 | 964 | 1151.5046 | 2115.5046 | -1151.5046 | 9765.8909 | -670.7884 | 0 | 0.97659
2016-02-06 12:00 | 119880.4 | 50 | 150.4 | 200.4 | 0 | 200.4 | 560.32 | 2429.4901 | 964 | 0 | 964 | 1465.4901 | 2429.4901 | -1465.4901 | 9900 | -149.0101 | -1300.5147 | 0.99
2016-02-06 13:00 | 120030.8 | 50 | 150.4 | 200.4 | 0 | 200.4 | 560.32 | 2572.6754 | 964 | 0 | 964 | 1608.6754 | 2572.6754 | -1608.6754 | 9900 | 0 | -1465.4901 | 0.99
2016-02-06 14:00 | 120181.2 | 50 | 150.4 | 200.4 | 0 | 200.4 | 560.32 | 2469.5899 | 964 | 0 | 964 | 1505.5899 | 2469.5899 | -1505.5899 | 9900 | 0 | -1608.6754 | 0.99
2016-02-06 15:00 | 120331.6 | 50 | 150.4 | 200.4 | 0 | 200.4 | 560.32 | 2188.5346 | 964 | 0 | 964 | 1224.5346 | 2188.5346 | -1224.5346 | 9900 | 0 | -1505.5899 | 0.99
2016-02-06 16:00 | 120482 | 50 | 150.4 | 200.4 | 0 | 200.4 | 560.32 | 1741.3973 | 964 | 0 | 964 | 777.3973 | 1741.3973 | -777.3973 | 9900 | 0 | -1224.5346 | 0.99
2016-02-06 17:00 | 120632.4 | 50 | 150.4 | 200.4 | 0 | 200.4 | 560.32 | 1161.1731 | 964 | 0 | 964 | 197.1731 | 1161.1731 | -197.1731 | 9900 | 0 | -777.3973 | 0.99
2016-02-06 18:00 | 120782.8 | 50 | -50 | 0 | 0 | 0 | 0 | 160.6667 | 0 | 0 | 0 | 160.6667 | 487.2528 | -487.2528 | 9900 | 0 | -197.1731 | 0.99
2016-02-06 19:00 | 120732.8 | 50 | -16.6 | 33.4 | 0 | 33.4 | 93.3867 | 160.6667 | 160.6667 | 0 | 160.6667 | 0 | 148.8031 | 11.8635 | 9900 | 0 | -487.2528 | 0.99
2016-02-06 20:00 | 120716.2 | 50 | -16.6 | 33.4 | 0 | 33.4 | 93.3867 | 160.6667 | 160.6667 | 0 | 160.6667 | 0 | 192.3206 | -31.6539 | 9889.3228 | 11.8635 | 0 | 0.98893
2016-02-06 21:00 | 120699.6 | 50 | -16.6 | 33.4 | 0 | 33.4 | 93.3867 | 160.6667 | 160.6667 | 0 | 160.6667 | 0 | 193.9688 | -33.3021 | 9900 | -11.8635 | -43.5175 | 0.99
2016-02-06 22:00 | 120683 | 50 | -16.6 | 33.4 | 0 | 33.4 | 93.3867 | 160.6667 | 160.6667 | 0 | 160.6667 | 0 | 157.8931 | 2.7735 | 9900 | 0 | -33.3021 | 0.99
2016-02-06 23:00 | 120666.4 | 50 | -16.6 | 33.4 | 0 | 33.4 | 93.3867 | 160.6667 | 160.6667 | 0 | 160.6667 | 0 | 125.6403 | 35.0264 | 9897.5038 | 2.7735 | 0 | 0.98975
2016-02-07 | 120649.8 | 50 | -16.6 | 33.4 | 0 | 33.4 | 93.3867 | 160.6667 | 160.6667 | 0 | 160.6667 | 0 | 57.8851 | 102.7815 | 9865.9801 | 35.0264 | 0 | 0.9866
2016-02-07 01:00 | 120633.2 | 50 | -16.6 | 33.4 | 0 | 33.4 | 93.3867 | 160.6667 | 160.6667 | 0 | 160.6667 | 0 | 15.0865 | 145.5801 | 9773.4767 | 102.7815 | 0 | 0.97735
2016-02-07 02:00 | 120616.6 | 50 | -16.6 | 33.4 | 0 | 33.4 | 93.3867 | 160.6667 | 160.6667 | 0 | 160.6667 | 0 | 2.3706 | 158.296 | 9642.4546 | 145.5801 | 0 | 0.96425
2016-02-07 03:00 | 120600 | 50 | -16.6 | 33.4 | 0 | 33.4 | 93.3867 | 160.6667 | 160.6667 | 0 | 160.6667 | 0 | 0.66967 | 159.997 | 9499.9882 | 158.296 | 0 | 0.95
2016-02-07 04:00 | 120583.4 | 50 | -16.6 | 33.4 | 0 | 33.4 | 93.3867 | 160.6667 | 160.6667 | 0 | 160.6667 | 0 | 5.0079 | 155.6588 | 9355.9909 | 159.997 | 0 | 0.9356
2016-02-07 05:00 | 120566.8 | 50 | -16.6 | 33.4 | 0 | 33.4 | 93.3867 | 160.6667 | 160.6667 | 0 | 160.6667 | 0 | 22.2172 | 138.4495 | 9215.898 | 155.6588 | 0 | 0.92159
2016-02-07 06:00 | 120550.2 | 50 | -16.6 | 33.4 | 0 | 33.4 | 93.3867 | 160.6667 | 160.6667 | 0 | 160.6667 | 0 | 26.3733 | 134.2934 | 9091.2934 | 138.4495 | 0 | 0.90913
2016-02-07 07:00 | 120533.6 | 50 | -16.6 | 33.4 | 0 | 33.4 | 93.3867 | 160.6667 | 160.6667 | 0 | 160.6667 | 0 | 3.1993 | 157.4674 | 8970.4294 | 134.2934 | 0 | 0.89704
2016-02-07 08:00 | 120517 | 50 | -16.6 | 33.4 | 0 | 33.4 | 93.3867 | 160.6667 | 160.6667 | 0 | 160.6667 | 0 | 275.3132 | -114.6466 | 8828.7087 | 157.4674 | 0 | 0.88287
2016-02-07 09:00 | 120500.4 | 50 | 150.4 | 200.4 | 0 | 200.4 | 560.32 | 1000.0106 | 964 | 0 | 964 | 36.0106 | 1000.0106 | -36.0106 | 8931.8906 | -114.6466 | 0 | 0.89319
2016-02-07 10:00 | 120650.8 | 50 | 150.4 | 200.4 | 0 | 200.4 | 560.32 | 1627.5088 | 964 | 0 | 964 | 663.5088 | 1627.5088 | -663.5088 | 8964.3002 | -36.0106 | 0 | 0.89643
2016-02-07 11:00 | 120801.2 | 50 | 150.4 | 200.4 | 0 | 200.4 | 560.32 | 2120.1777 | 964 | 0 | 964 | 1156.1777 | 2120.1777 | -1156.1777 | 9561.4581 | -663.5088 | 0 | 0.95615
2016-02-07 12:00 | 120951.6 | 50 | 150.4 | 200.4 | 0 | 200.4 | 560.32 | 2432.5792 | 964 | 0 | 964 | 1468.5792 | 2432.5792 | -1468.5792 | 9900 | -376.1577 | -1532.3353 | 0.99
2016-02-07 13:00 | 121102 | 50 | 150.4 | 200.4 | 0 | 200.4 | 560.32 | 2555.577 | 964 | 0 | 964 | 1591.577 | 2555.577 | -1591.577 | 9900 | 0 | -1468.5792 | 0.99
2016-02-07 14:00 | 121252.4 | 50 | 150.4 | 200.4 | 0 | 200.4 | 560.32 | 2469.4548 | 964 | 0 | 964 | 1505.4548 | 2469.4548 | -1505.4548 | 9900 | 0 | -1591.577 | 0.99
2016-02-07 15:00 | 121402.8 | 50 | 150.4 | 200.4 | 0 | 200.4 | 560.32 | 2188.2932 | 964 | 0 | 964 | 1224.2932 | 2188.2932 | -1224.2932 | 9900 | 0 | -1505.4548 | 0.99
2016-02-07 16:00 | 121553.2 | 50 | 150.4 | 200.4 | 0 | 200.4 | 560.32 | 1725.0469 | 964 | 0 | 964 | 761.0469 | 1725.0469 | -761.0469 | 9900 | 0 | -1224.2932 | 0.99
2016-02-07 17:00 | 121703.6 | 50 | 150.4 | 200.4 | 0 | 200.4 | 560.32 | 1119.2462 | 964 | 0 | 964 | 155.2462 | 1119.2462 | -155.2462 | 9900 | 0 | -761.0469 | 0.99
2016-02-07 18:00 | 121854 | 50 | -16.6 | 33.4 | 0 | 33.4 | 93.3867 | 160.6667 | 160.6667 | 0 | 160.6667 | 0 | 407.6049 | -246.9383 | 9900 | 0 | -155.2462 | 0.99
2016-02-07 19:00 | 121837.4 | 50 | -16.6 | 33.4 | 0 | 33.4 | 93.3867 | 160.6667 | 160.6667 | 0 | 160.6667 | 0 | 0.31983 | 160.3468 | 9900 | 0 | -246.9383 | 0.99
2016-02-07 20:00 | 121820.8 | 50 | -16.6 | 33.4 | 0 | 33.4 | 93.3867 | 160.6667 | 160.6667 | 0 | 160.6667 | 0 | 0.23757 | 160.4291 | 9755.6879 | 160.3468 | 0 | 0.97557
2016-02-07 21:00 | 121804.2 | 50 | -16.6 | 33.4 | 0 | 33.4 | 93.3867 | 160.6667 | 160.6667 | 0 | 160.6667 | 0 | 23.5009 | 137.1658 | 9611.3017 | 160.4291 | 0 | 0.96113
2016-02-07 22:00 | 121787.6 | 50 | -16.6 | 33.4 | 0 | 33.4 | 93.3867 | 160.6667 | 160.6667 | 0 | 160.6667 | 2.8422e-14 | 17.3918 | 143.2749 | 9487.8525 | 137.1658 | 0 | 0.94879
2016-02-07 23:00 | 121771 | 50 | -16.6 | 33.4 | 0 | 33.4 | 93.3867 | 160.6667 | 160.6667 | 0 | 160.6667 | 0 | 3.9887 | 156.678 | 9358.9051 | 143.2749 | 0 | 0.93589
2016-02-08 | 121754.4 | 50 | -16.6 | 33.4 | 0 | 33.4 | 93.3867 | 160.6667 | 160.6667 | 0 | 160.6667 | 0 | 19.1102 | 141.5565 | 9217.8949 | 156.678 | 0 | 0.92179
2016-02-08 01:00 | 121737.8 | 50 | -16.6 | 33.4 | 0 | 33.4 | 93.3867 | 160.6667 | 160.6667 | 0 | 160.6667 | 0 | 2.7677 | 157.899 | 9090.4941 | 141.5565 | 0 | 0.90905
2016-02-08 02:00 | 121721.2 | 50 | -16.6 | 33.4 | 0 | 33.4 | 93.3867 | 160.6667 | 160.6667 | 0 | 160.6667 | 0 | 0 | 160.6667 | 8948.385 | 157.899 | 0 | 0.89484
2016-02-08 03:00 | 121704.6 | 50 | -16.6 | 33.4 | 0 | 33.4 | 93.3867 | 160.6667 | 160.6667 | 0 | 160.6667 | 0 | 0.27342 | 160.3933 | 8803.785 | 160.6667 | 0 | 0.88038
2016-02-08 04:00 | 121688 | 50 | -16.6 | 33.4 | 0 | 33.4 | 93.3867 | 160.6667 | 160.6667 | 0 | 160.6667 | 0 | 3.7995 | 156.8672 | 8659.4311 | 160.3933 | 0 | 0.86594
2016-02-08 05:00 | 121671.4 | 50 | -16.6 | 33.4 | 0 | 33.4 | 93.3867 | 160.6667 | 160.6667 | 0 | 160.6667 | 0 | 0.64591 | 160.0208 | 8518.2506 | 156.8672 | 0 | 0.85183
2016-02-08 06:00 | 121654.8 | 50 | -16.6 | 33.4 | 0 | 33.4 | 93.3867 | 160.6667 | 160.6667 | 0 | 160.6667 | 0 | 0.63519 | 160.0315 | 8374.2319 | 160.0208 | 0 | 0.83742
2016-02-08 07:00 | 121638.2 | 50 | -16.6 | 33.4 | 0 | 33.4 | 93.3867 | 160.6667 | 160.6667 | 0 | 160.6667 | 0 | 0.36956 | 160.2971 | 8230.2036 | 160.0315 | 0 | 0.82302
2016-02-08 08:00 | 121621.6 | 50 | -16.6 | 33.4 | 0 | 33.4 | 93.3867 | 160.6667 | 160.6667 | 0 | 160.6667 | 0 | 289.2223 | -128.5557 | 8085.9362 | 160.2971 | 0 | 0.80859
2016-02-08 09:00 | 121605 | 50 | 150.4 | 200.4 | 0 | 200.4 | 560.32 | 1009.7718 | 964 | 0 | 964 | 45.7718 | 1009.7718 | -45.7718 | 8201.6363 | -128.5557 | 0 | 0.82016
2016-02-08 10:00 | 121755.4 | 50 | 150.4 | 200.4 | 0 | 200.4 | 560.32 | 1638.7441 | 964 | 0 | 964 | 674.7441 | 1638.7441 | -674.7441 | 8242.8309 | -45.7718 | 0 | 0.82428
2016-02-08 11:00 | 121905.8 | 50 | 150.4 | 200.4 | 0 | 200.4 | 560.32 | 2149.2373 | 964 | 0 | 964 | 1185.2373 | 2149.2373 | -1185.2373 | 8850.1006 | -674.7441 | 0 | 0.88501
2016-02-08 12:00 | 122056.2 | 50 | 150.4 | 200.4 | 0 | 200.4 | 560.32 | 2470.9598 | 964 | 0 | 964 | 1506.9598 | 2470.9598 | -1506.9598 | 9900 | -1166.5549 | -2351.7923 | 0.99
2016-02-08 13:00 | 122206.6 | 50 | 150.4 | 200.4 | 0 | 200.4 | 560.32 | 2576.9209 | 964 | 0 | 964 | 1612.9209 | 2576.9209 | -1612.9209 | 9900 | 0 | -1506.9598 | 0.99
2016-02-08 14:00 | 122357 | 50 | 150.4 | 200.4 | 0 | 200.4 | 560.32 | 1360.9884 | 964 | 0 | 964 | 396.9884 | 1360.9884 | -396.9884 | 9900 | 0 | -1612.9209 | 0.99
2016-02-08 15:00 | 122507.4 | 50 | 150.4 | 200.4 | 0 | 200.4 | 560.32 | 2240.3236 | 964 | 0 | 964 | 1276.3236 | 2240.3236 | -1276.3236 | 9900 | 0 | -396.9884 | 0.99
2016-02-08 16:00 | 122657.8 | 50 | 150.4 | 200.4 | 0 | 200.4 | 560.32 | 2143.9711 | 964 | 0 | 964 | 1179.9711 | 2143.9711 | -1179.9711 | 9900 | 0 | -1276.3236 | 0.99
2016-02-08 17:00 | 122808.2 | 50 | 150.4 | 200.4 | 0 | 200.4 | 560.32 | 1750.8015 | 964 | 0 | 964 | 786.8015 | 1750.8015 | -786.8015 | 9900 | 0 | -1179.9711 | 0.99
2016-02-08 18:00 | 122958.6 | 50 | 150.4 | 200.4 | 0 | 200.4 | 560.32 | 1055.9468 | 964 | 0 | 964 | 91.9468 | 1055.9468 | -91.9468 | 9900 | 0 | -786.8015 | 0.99
2016-02-08 19:00 | 123109 | 50 | -50 | 0 | 0 | 0 | 0 | 160.6667 | 0 | 0 | 0 | 160.6667 | 637.3959 | -637.3959 | 9900 | 0 | -91.9468 | 0.99
2016-02-08 20:00 | 123059 | 50 | -16.6 | 33.4 | 0 | 33.4 | 93.3867 | 160.6667 | 160.6667 | 0 | 160.6667 | 0 | 316.456 | -155.7893 | 9900 | 0 | -637.3959 | 0.99
2016-02-08 21:00 | 123042.4 | 50 | -50 | 0 | 0 | 0 | 0 | 160.6667 | 0 | 0 | 0 | 160.6667 | 622.2911 | -622.2911 | 9900 | 0 | -155.7893 | 0.99
2016-02-08 22:00 | 122992.4 | 50 | -50 | 0 | 0 | 0 | 0 | 160.6667 | 0 | 0 | 0 | 160.6667 | 625.9479 | -625.9479 | 9900 | 0 | -622.2911 | 0.99
2016-02-08 23:00 | 122942.4 | 50 | -16.6 | 33.4 | 0 | 33.4 | 93.3867 | 160.6667 | 160.6667 | 0 | 160.6667 | 2.8422e-14 | 427.8009 | -267.1342 | 9900 | 0 | -625.9479 | 0.99
2016-02-09 | 122925.8 | 50 | -16.6 | 33.4 | 0 | 33.4 | 93.3867 | 160.6667 | 160.6667 | 0 | 160.6667 | 2.8422e-14 | 473.6096 | -312.9429 | 9900 | 0 | -267.1342 | 0.99
2016-02-09 01:00 | 122909.2 | 50 | -50 | 0 | 0 | 0 | 0 | 160.6667 | 0 | 0 | 0 | 160.6667 | 773.2507 | -773.2507 | 9900 | 0 | -312.9429 | 0.99
2016-02-09 02:00 | 122859.2 | 50 | -50 | 0 | 0 | 0 | 0 | 160.6667 | 0 | 0 | 0 | 160.6667 | 766.1012 | -766.1012 | 9900 | 0 | -773.2507 | 0.99
2016-02-09 03:00 | 122809.2 | 50 | -50 | 0 | 0 | 0 | 0 | 160.6667 | 0 | 0 | 0 | 160.6667 | 674.1242 | -674.1242 | 9900 | 0 | -766.1012 | 0.99
2016-02-09 04:00 | 122759.2 | 50 | -16.6 | 33.4 | 0 | 33.4 | 93.3867 | 160.6667 | 160.6667 | 0 | 160.6667 | 0 | 305.6227 | -144.956 | 9900 | 0 | -674.1242 | 0.99
2016-02-09 05:00 | 122742.6 | 50 | -50 | 0 | 0 | 0 | 0 | 160.6667 | 0 | 0 | 0 | 160.6667 | 596.7544 | -596.7544 | 9900 | 0 | -144.956 | 0.99
2016-02-09 06:00 | 122692.6 | 50 | -50 | 0 | 0 | 0 | 0 | 160.6667 | 0 | 0 | 0 | 160.6667 | 521.8145 | -521.8145 | 9900 | 0 | -596.7544 | 0.99
2016-02-09 07:00 | 122642.6 | 50 | -50 | 0 | 0 | 0 | 0 | 160.6667 | 0 | 0 | 0 | 160.6667 | 527.0926 | -527.0926 | 9900 | 0 | -521.8145 | 0.99
2016-02-09 08:00 | 122592.6 | 50 | -50 | 0 | 0 | 0 | 0 | 160.6667 | 0 | 0 | 0 | 160.6667 | 674.8078 | -674.8078 | 9900 | 0 | -527.0926 | 0.99
2016-02-09 09:00 | 122542.6 | 50 | 150.4 | 200.4 | 0 | 200.4 | 560.32 | 1561.7138 | 964 | 0 | 964 | 597.7138 | 1561.7138 | -597.7138 | 9900 | 0 | -674.8078 | 0.99
2016-02-09 10:00 | 122693 | 50 | 150.4 | 200.4 | 0 | 200.4 | 560.32 | 2339.5367 | 964 | 0 | 964 | 1375.5367 | 2339.5367 | -1375.5367 | 9900 | 0 | -597.7138 | 0.99
2016-02-09 11:00 | 122843.4 | 50 | 150.4 | 200.4 | 0 | 200.4 | 560.32 | 2964.1295 | 964 | 0 | 964 | 2000.1295 | 2964.1295 | -2000.1295 | 9900 | 0 | -1375.5367 | 0.99
2016-02-09 12:00 | 122993.8 | 50 | 150.4 | 200.4 | 0 | 200.4 | 560.32 | 3322.5672 | 964 | 0 | 964 | 2358.5672 | 3322.5672 | -2358.5672 | 9900 | 0 | -2000.1295 | 0.99
2016-02-09 13:00 | 123144.2 | 50 | 150.4 | 200.4 | 0 | 200.4 | 560.32 | 3405.9267 | 964 | 0 | 964 | 2441.9267 | 3405.9267 | -2441.9267 | 9900 | 0 | -2358.5672 | 0.99
2016-02-09 14:00 | 123294.6 | 50 | 150.4 | 200.4 | 0 | 200.4 | 560.32 | 3400.145 | 964 | 0 | 964 | 2436.145 | 3400.145 | -2436.145 | 9900 | 0 | -2441.9267 | 0.99
2016-02-09 15:00 | 123445 | 50 | 150.4 | 200.4 | 0 | 200.4 | 560.32 | 2276.4102 | 964 | 0 | 964 | 1312.4102 | 2276.4102 | -1312.4102 | 9900 | 0 | -2436.145 | 0.99
2016-02-09 16:00 | 123595.4 | 50 | 150.4 | 200.4 | 0 | 200.4 | 560.32 | 1632.332 | 964 | 0 | 964 | 668.332 | 1632.332 | -668.332 | 9900 | 0 | -1312.4102 | 0.99
2016-02-09 17:00 | 123745.8 | 50 | 150.4 | 200.4 | 0 | 200.4 | 560.32 | 1857.379 | 964 | 0 | 964 | 893.379 | 1857.379 | -893.379 | 9900 | 0 | -668.332 | 0.99
2016-02-09 18:00 | 123896.2 | 50 | 150.4 | 200.4 | 0 | 200.4 | 560.32 | 1090.3796 | 964 | 0 | 964 | 126.3796 | 1090.3796 | -126.3796 | 9900 | 0 | -893.379 | 0.99
2016-02-09 19:00 | 124046.6 | 50 | -16.6 | 33.4 | 0 | 33.4 | 93.3867 | 160.6667 | 160.6667 | 0 | 160.6667 | 2.8422e-14 | 481.5268 | -320.8601 | 9900 | 0 | -126.3796 | 0.99
2016-02-09 20:00 | 124030 | 50 | -16.6 | 33.4 | 0 | 33.4 | 93.3867 | 160.6667 | 160.6667 | 0 | 160.6667 | 0 | 404.4556 | -243.789 | 9900 | 0 | -320.8601 | 0.99
2016-02-09 21:00 | 124013.4 | 50 | -16.6 | 33.4 | 0 | 33.4 | 93.3867 | 160.6667 | 160.6667 | 0 | 160.6667 | 0 | 375.8362 | -215.1695 | 9900 | 0 | -243.789 | 0.99
2016-02-09 22:00 | 123996.8 | 50 | -16.6 | 33.4 | 0 | 33.4 | 93.3867 | 160.6667 | 160.6667 | 0 | 160.6667 | 0 | 309.3443 | -148.6777 | 9900 | 0 | -215.1695 | 0.99
2016-02-09 23:00 | 123980.2 | 50 | -16.6 | 33.4 | 0 | 33.4 | 93.3867 | 160.6667 | 160.6667 | 0 | 160.6667 | 0 | 377.1484 | -216.4818 | 9900 | 0 | -148.6777 | 0.99
2016-02-10 | 123963.6 | 50 | -16.6 | 33.4 | 0 | 33.4 | 93.3867 | 160.6667 | 160.6667 | 0 | 160.6667 | 0 | 268.8883 | -108.2216 | 9900 | 0 | -216.4818 | 0.99
2016-02-10 01:00 | 123947 | 50 | -16.6 | 33.4 | 0 | 33.4 | 93.3867 | 160.6667 | 160.6667 | 0 | 160.6667 | 0 | 376.4969 | -215.8302 | 9900 | 0 | -108.2216 | 0.99
2016-02-10 02:00 | 123930.4 | 50 | -16.6 | 33.4 | 0 | 33.4 | 93.3867 | 160.6667 | 160.6667 | 0 | 160.6667 | 0 | 215.44 | -54.7733 | 9900 | 0 | -215.8302 | 0.99
2016-02-10 03:00 | 123913.8 | 50 | -16.6 | 33.4 | 0 | 33.4 | 93.3867 | 160.6667 | 160.6667 | 0 | 160.6667 | 0 | 142.7523 | 17.9143 | 9900 | 0 | -54.7733 | 0.99
2016-02-10 04:00 | 123897.2 | 50 | -16.6 | 33.4 | 0 | 33.4 | 93.3867 | 160.6667 | 160.6667 | 0 | 160.6667 | 0 | 134.5069 | 26.1598 | 9883.8771 | 17.9143 | 0 | 0.98839
2016-02-10 05:00 | 123880.6 | 50 | -16.6 | 33.4 | 0 | 33.4 | 93.3867 | 160.6667 | 160.6667 | 0 | 160.6667 | 0 | 108.7304 | 51.9363 | 9860.3333 | 26.1598 | 0 | 0.98603
2016-02-10 06:00 | 123864 | 50 | -16.6 | 33.4 | 0 | 33.4 | 93.3867 | 160.6667 | 160.6667 | 0 | 160.6667 | 0 | 107.7406 | 52.9261 | 9813.5906 | 51.9363 | 0 | 0.98136
2016-02-10 07:00 | 123847.4 | 50 | -16.6 | 33.4 | 0 | 33.4 | 93.3867 | 160.6667 | 160.6667 | 0 | 160.6667 | 0 | 99.7661 | 60.9005 | 9765.9572 | 52.9261 | 0 | 0.9766
2016-02-10 08:00 | 123830.8 | 50 | -16.6 | 33.4 | 0 | 33.4 | 93.3867 | 160.6667 | 160.6667 | 0 | 160.6667 | 0 | 374.8842 | -214.2176 | 9711.1467 | 60.9005 | 0 | 0.97111
2016-02-10 09:00 | 123814.2 | 50 | 150.4 | 200.4 | 0 | 200.4 | 560.32 | 1133.372 | 964 | 0 | 964 | 169.372 | 1133.372 | -169.372 | 9900 | -209.837 | -424.0546 | 0.99
2016-02-10 10:00 | 123964.6 | 50 | 150.4 | 200.4 | 0 | 200.4 | 560.32 | 1797.2995 | 964 | 0 | 964 | 833.2995 | 1797.2995 | -833.2995 | 9900 | 0 | -169.372 | 0.99
2016-02-10 11:00 | 124115 | 50 | 150.4 | 200.4 | 0 | 200.4 | 560.32 | 2346.6068 | 964 | 0 | 964 | 1382.6068 | 2346.6068 | -1382.6068 | 9900 | 0 | -833.2995 | 0.99
2016-02-10 12:00 | 124265.4 | 50 | 150.4 | 200.4 | 0 | 200.4 | 560.32 | 2751.526 | 964 | 0 | 964 | 1787.526 | 2751.526 | -1787.526 | 9900 | 0 | -1382.6068 | 0.99
2016-02-10 13:00 | 124415.8 | 50 | 150.4 | 200.4 | 0 | 200.4 | 560.32 | 3122.4845 | 964 | 0 | 964 | 2158.4845 | 3122.4845 | -2158.4845 | 9900 | 0 | -1787.526 | 0.99
2016-02-10 14:00 | 124566.2 | 50 | 150.4 | 200.4 | 0 | 200.4 | 560.32 | 1894.7789 | 964 | 0 | 964 | 930.7789 | 1894.7789 | -930.7789 | 9900 | 0 | -2158.4845 | 0.99
2016-02-10 15:00 | 124716.6 | 50 | 150.4 | 200.4 | 0 | 200.4 | 560.32 | 3008.199 | 964 | 0 | 964 | 2044.199 | 3008.199 | -2044.199 | 9900 | 0 | -930.7789 | 0.99
2016-02-10 16:00 | 124867 | 50 | 150.4 | 200.4 | 0 | 200.4 | 560.32 | 2607.1847 | 964 | 0 | 964 | 1643.1847 | 2607.1847 | -1643.1847 | 9900 | 0 | -2044.199 | 0.99
2016-02-10 17:00 | 125017.4 | 50 | 150.4 | 200.4 | 0 | 200.4 | 560.32 | 1912.0141 | 964 | 0 | 964 | 948.0141 | 1912.0141 | -948.0141 | 9900 | 0 | -1643.1847 | 0.99
2016-02-10 18:00 | 125167.8 | 50 | 150.4 | 200.4 | 0 | 200.4 | 560.32 | 1128.7434 | 964 | 0 | 964 | 164.7434 | 1128.7434 | -164.7434 | 9900 | 0 | -948.0141 | 0.99
2016-02-10 19:00 | 125318.2 | 50 | -16.6 | 33.4 | 0 | 33.4 | 93.3867 | 160.6667 | 160.6667 | 0 | 160.6667 | 0 | 351.0947 | -190.4281 | 9900 | 0 | -164.7434 | 0.99
2016-02-10 20:00 | 125301.6 | 50 | -16.6 | 33.4 | 0 | 33.4 | 93.3867 | 160.6667 | 160.6667 | 0 | 160.6667 | 0 | 223.3628 | -62.6961 | 9900 | 0 | -190.4281 | 0.99
2016-02-10 21:00 | 125285 | 50 | -16.6 | 33.4 | 0 | 33.4 | 93.3867 | 160.6667 | 160.6667 | 0 | 160.6667 | 0 | 200.0209 | -39.3542 | 9900 | 0 | -62.6961 | 0.99
2016-02-10 22:00 | 125268.4 | 50 | -16.6 | 33.4 | 0 | 33.4 | 93.3867 | 160.6667 | 160.6667 | 0 | 160.6667 | 0 | 88.1899 | 72.4767 | 9900 | 0 | -39.3542 | 0.99
2016-02-10 23:00 | 125251.8 | 50 | -16.6 | 33.4 | 0 | 33.4 | 93.3867 | 160.6667 | 160.6667 | 0 | 160.6667 | 0 | 66.9987 | 93.668 | 9834.7709 | 72.4767 | 0 | 0.98348
2016-02-11 | 125235.2 | 50 | -16.6 | 33.4 | 0 | 33.4 | 93.3867 | 160.6667 | 160.6667 | 0 | 160.6667 | 0 | 68.3749 | 92.2918 | 9750.4697 | 93.668 | 0 | 0.97505
2016-02-11 01:00 | 125218.6 | 50 | -16.6 | 33.4 | 0 | 33.4 | 93.3867 | 160.6667 | 160.6667 | 0 | 160.6667 | 0 | 88.0745 | 72.5921 | 9667.4071 | 92.2918 | 0 | 0.96674
2016-02-11 02:00 | 125202 | 50 | -16.6 | 33.4 | 0 | 33.4 | 93.3867 | 160.6667 | 160.6667 | 0 | 160.6667 | 0 | 47.4002 | 113.2665 | 9602.0742 | 72.5921 | 0 | 0.96021
2016-02-11 03:00 | 125185.4 | 50 | -16.6 | 33.4 | 0 | 33.4 | 93.3867 | 160.6667 | 160.6667 | 0 | 160.6667 | 0 | 70.2731 | 90.3935 | 9500.1344 | 113.2665 | 0 | 0.95001
2016-02-11 04:00 | 125168.8 | 50 | -16.6 | 33.4 | 0 | 33.4 | 93.3867 | 160.6667 | 160.6667 | 0 | 160.6667 | 0 | 137.4201 | 23.2465 | 9418.7802 | 90.3935 | 0 | 0.94188
2016-02-11 05:00 | 125152.2 | 50 | -16.6 | 33.4 | 0 | 33.4 | 93.3867 | 160.6667 | 160.6667 | 0 | 160.6667 | 0 | 58.8777 | 101.7889 | 9397.8583 | 23.2465 | 0 | 0.93979
2016-02-11 06:00 | 125135.6 | 50 | -16.6 | 33.4 | 0 | 33.4 | 93.3867 | 160.6667 | 160.6667 | 0 | 160.6667 | 0 | 104.2809 | 56.3858 | 9306.2482 | 101.7889 | 0 | 0.93062
2016-02-11 07:00 | 125119 | 50 | -16.6 | 33.4 | 0 | 33.4 | 93.3867 | 160.6667 | 160.6667 | 0 | 160.6667 | 0 | 71.2879 | 89.3787 | 9255.501 | 56.3858 | 0 | 0.92555
2016-02-11 08:00 | 125102.4 | 50 | -16.6 | 33.4 | 0 | 33.4 | 93.3867 | 160.6667 | 160.6667 | 0 | 160.6667 | 0 | 359.9429 | -199.2763 | 9175.0602 | 89.3787 | 0 | 0.91751
2016-02-11 09:00 | 125085.8 | 50 | 150.4 | 200.4 | 0 | 200.4 | 560.32 | 1085.4687 | 964 | 0 | 964 | 121.4687 | 1085.4687 | -121.4687 | 9354.4088 | -199.2763 | 0 | 0.93544
2016-02-11 10:00 | 125236.2 | 50 | 150.4 | 200.4 | 0 | 200.4 | 560.32 | 1187.9278 | 964 | 0 | 964 | 223.9278 | 1187.9278 | -223.9278 | 9463.7306 | -121.4687 | 0 | 0.94637
2016-02-11 11:00 | 125386.6 | 50 | 150.4 | 200.4 | 0 | 200.4 | 560.32 | 2276.7788 | 964 | 0 | 964 | 1312.7788 | 2276.7788 | -1312.7788 | 9665.2656 | -223.9278 | 0 | 0.96653
2016-02-11 12:00 | 125537 | 50 | 150.4 | 200.4 | 0 | 200.4 | 560.32 | 2694.7448 | 964 | 0 | 964 | 1730.7448 | 2694.7448 | -1730.7448 | 9900 | -260.816 | -1573.5948 | 0.99
2016-02-11 13:00 | 125687.4 | 50 | 150.4 | 200.4 | 0 | 200.4 | 560.32 | 2815.0064 | 964 | 0 | 964 | 1851.0064 | 2815.0064 | -1851.0064 | 9900 | 0 | -1730.7448 | 0.99
2016-02-11 14:00 | 125837.8 | 50 | 150.4 | 200.4 | 0 | 200.4 | 560.32 | 2711.4208 | 964 | 0 | 964 | 1747.4208 | 2711.4208 | -1747.4208 | 9900 | 0 | -1851.0064 | 0.99
2016-02-11 15:00 | 125988.2 | 50 | 150.4 | 200.4 | 0 | 200.4 | 560.32 | 2345.6194 | 964 | 0 | 964 | 1381.6194 | 2345.6194 | -1381.6194 | 9900 | 0 | -1747.4208 | 0.99
2016-02-11 16:00 | 126138.6 | 50 | 150.4 | 200.4 | 0 | 200.4 | 560.32 | 1828.7045 | 964 | 0 | 964 | 864.7045 | 1828.7045 | -864.7045 | 9900 | 0 | -1381.6194 | 0.99
2016-02-11 17:00 | 126289 | 50 | 150.4 | 200.4 | 0 | 200.4 | 560.32 | 1250.0945 | 964 | 0 | 964 | 286.0945 | 1250.0945 | -286.0945 | 9900 | 0 | -864.7045 | 0.99
2016-02-11 18:00 | 126439.4 | 50 | -50 | 0 | 0 | 0 | 0 | 160.6667 | 0 | 0 | 0 | 160.6667 | 635.9816 | -635.9816 | 9900 | 0 | -286.0945 | 0.99
2016-02-11 19:00 | 126389.4 | 50 | -16.6 | 33.4 | 0 | 33.4 | 93.3867 | 160.6667 | 160.6667 | 0 | 160.6667 | 0 | 250.5659 | -89.8992 | 9900 | 0 | -635.9816 | 0.99
2016-02-11 20:00 | 126372.8 | 50 | -16.6 | 33.4 | 0 | 33.4 | 93.3867 | 160.6667 | 160.6667 | 0 | 160.6667 | 0 | 104.4687 | 56.198 | 9900 | 0 | -89.8992 | 0.99
2016-02-11 21:00 | 126356.2 | 50 | -16.6 | 33.4 | 0 | 33.4 | 93.3867 | 160.6667 | 160.6667 | 0 | 160.6667 | 0 | 42.5393 | 118.1274 | 9849.4218 | 56.198 | 0 | 0.98494
2016-02-11 22:00 | 126339.6 | 50 | -16.6 | 33.4 | 0 | 33.4 | 93.3867 | 160.6667 | 160.6667 | 0 | 160.6667 | 0 | 22.6882 | 137.9785 | 9743.1072 | 118.1274 | 0 | 0.97431
2016-02-11 23:00 | 126323 | 50 | -16.6 | 33.4 | 0 | 33.4 | 93.3867 | 160.6667 | 160.6667 | 0 | 160.6667 | 0 | 29.3359 | 131.3307 | 9618.9266 | 137.9785 | 0 | 0.96189
2016-02-12 | 126306.4 | 50 | -16.6 | 33.4 | 0 | 33.4 | 93.3867 | 160.6667 | 160.6667 | 0 | 160.6667 | 0 | 26.9862 | 133.6804 | 9500.7289 | 131.3307 | 0 | 0.95007
2016-02-12 01:00 | 126289.8 | 50 | -16.6 | 33.4 | 0 | 33.4 | 93.3867 | 160.6667 | 160.6667 | 0 | 160.6667 | 0 | 0.63019 | 160.0365 | 9380.4165 | 133.6804 | 0 | 0.93804
2016-02-12 02:00 | 126273.2 | 50 | -16.6 | 33.4 | 0 | 33.4 | 93.3867 | 160.6667 | 160.6667 | 0 | 160.6667 | 0 | 25.1364 | 135.5303 | 9236.3837 | 160.0365 | 0 | 0.92364
2016-02-12 03:00 | 126256.6 | 50 | -16.6 | 33.4 | 0 | 33.4 | 93.3867 | 160.6667 | 160.6667 | 0 | 160.6667 | 0 | 3.0782 | 157.5885 | 9114.4064 | 135.5303 | 0 | 0.91144
2016-02-12 04:00 | 126240 | 50 | -16.6 | 33.4 | 0 | 33.4 | 93.3867 | 160.6667 | 160.6667 | 0 | 160.6667 | 0 | 0.10487 | 160.5618 | 8972.5768 | 157.5885 | 0 | 0.89726
2016-02-12 05:00 | 126223.4 | 50 | -16.6 | 33.4 | 0 | 33.4 | 93.3867 | 160.6667 | 160.6667 | 0 | 160.6667 | 0 | 1.9346 | 158.7321 | 8828.0712 | 160.5618 | 0 | 0.88281
2016-02-12 06:00 | 126206.8 | 50 | -16.6 | 33.4 | 0 | 33.4 | 93.3867 | 160.6667 | 160.6667 | 0 | 160.6667 | 0 | 0.034549 | 160.6321 | 8685.2123 | 158.7321 | 0 | 0.86852
2016-02-12 07:00 | 126190.2 | 50 | -16.6 | 33.4 | 0 | 33.4 | 93.3867 | 160.6667 | 160.6667 | 0 | 160.6667 | 0 | 0.27026 | 160.3964 | 8540.6434 | 160.6321 | 0 | 0.85406
2016-02-12 08:00 | 126173.6 | 50 | -16.6 | 33.4 | 0 | 33.4 | 93.3867 | 160.6667 | 160.6667 | 0 | 160.6667 | 0 | 321.7243 | -161.0577 | 8396.2866 | 160.3964 | 0 | 0.83963
2016-02-12 09:00 | 126157 | 50 | 150.4 | 200.4 | 0 | 200.4 | 560.32 | 1052.0456 | 964 | 0 | 964 | 88.0456 | 1052.0456 | -88.0456 | 8541.2385 | -161.0577 | 0 | 0.85412
2016-02-12 10:00 | 126307.4 | 50 | 150.4 | 200.4 | 0 | 200.4 | 560.32 | 1684.6256 | 964 | 0 | 964 | 720.6256 | 1684.6256 | -720.6256 | 8620.4796 | -88.0456 | 0 | 0.86205
2016-02-12 11:00 | 126457.8 | 50 | 150.4 | 200.4 | 0 | 200.4 | 560.32 | 2178.0812 | 964 | 0 | 964 | 1214.0812 | 2178.0812 | -1214.0812 | 9269.0426 | -720.6256 | 0 | 0.9269
2016-02-12 12:00 | 126608.2 | 50 | 150.4 | 200.4 | 0 | 200.4 | 560.32 | 2499.4458 | 964 | 0 | 964 | 1535.4458 | 2499.4458 | -1535.4458 | 9900 | -701.0638 | -1915.1449 | 0.99
2016-02-12 13:00 | 126758.6 | 50 | 150.4 | 200.4 | 0 | 200.4 | 560.32 | 2619.0931 | 964 | 0 | 964 | 1655.0931 | 2619.0931 | -1655.0931 | 9900 | 0 | -1535.4458 | 0.99
2016-02-12 14:00 | 126909 | 50 | 150.4 | 200.4 | 0 | 200.4 | 560.32 | 2535.5833 | 964 | 0 | 964 | 1571.5833 | 2535.5833 | -1571.5833 | 9900 | 0 | -1655.0931 | 0.99
2016-02-12 15:00 | 127059.4 | 50 | 150.4 | 200.4 | 0 | 200.4 | 560.32 | 2265.4907 | 964 | 0 | 964 | 1301.4907 | 2265.4907 | -1301.4907 | 9900 | 0 | -1571.5833 | 0.99
2016-02-12 16:00 | 127209.8 | 50 | 150.4 | 200.4 | 0 | 200.4 | 560.32 | 1846.6818 | 964 | 0 | 964 | 882.6818 | 1846.6818 | -882.6818 | 9900 | 0 | -1301.4907 | 0.99
2016-02-12 17:00 | 127360.2 | 50 | 150.4 | 200.4 | 0 | 200.4 | 560.32 | 1197.6617 | 964 | 0 | 964 | 233.6617 | 1197.6617 | -233.6617 | 9900 | 0 | -882.6818 | 0.99
2016-02-12 18:00 | 127510.6 | 50 | -50 | 0 | 0 | 0 | 0 | 160.6667 | 0 | 0 | 0 | 160.6667 | 467.8382 | -467.8382 | 9900 | 0 | -233.6617 | 0.99
2016-02-12 19:00 | 127460.6 | 50 | -16.6 | 33.4 | 0 | 33.4 | 93.3867 | 160.6667 | 160.6667 | 0 | 160.6667 | 0 | 40.5799 | 120.0868 | 9900 | 0 | -467.8382 | 0.99
2016-02-12 20:00 | 127444 | 50 | -16.6 | 33.4 | 0 | 33.4 | 93.3867 | 160.6667 | 160.6667 | 0 | 160.6667 | 2.8422e-14 | 20.1073 | 140.5594 | 9791.9219 | 120.0868 | 0 | 0.97919
2016-02-12 21:00 | 127427.4 | 50 | -16.6 | 33.4 | 0 | 33.4 | 93.3867 | 160.6667 | 160.6667 | 0 | 160.6667 | 0 | 4.4653 | 156.2014 | 9665.4184 | 140.5594 | 0 | 0.96654
2016-02-12 22:00 | 127410.8 | 50 | -16.6 | 33.4 | 0 | 33.4 | 93.3867 | 160.6667 | 160.6667 | 0 | 160.6667 | 0 | 9.3028 | 151.3639 | 9524.8372 | 156.2014 | 0 | 0.95248
2016-02-12 23:00 | 127394.2 | 50 | -16.6 | 33.4 | 0 | 33.4 | 93.3867 | 160.6667 | 160.6667 | 0 | 160.6667 | 0 | 6.5542 | 154.1125 | 9388.6097 | 151.3639 | 0 | 0.93886
2016-02-13 | 127377.6 | 50 | -16.6 | 33.4 | 0 | 33.4 | 93.3867 | 160.6667 | 160.6667 | 0 | 160.6667 | 0 | 7.5893 | 153.0774 | 9249.9084 | 154.1125 | 0 | 0.92499
2016-02-13 01:00 | 127361 | 50 | -16.6 | 33.4 | 0 | 33.4 | 93.3867 | 160.6667 | 160.6667 | 0 | 160.6667 | 0 | 7.0072 | 153.6594 | 9112.1388 | 153.0774 | 0 | 0.91121
2016-02-13 02:00 | 127344.4 | 50 | -16.6 | 33.4 | 0 | 33.4 | 93.3867 | 160.6667 | 160.6667 | 0 | 160.6667 | 0 | 0.11602 | 160.5506 | 8973.8453 | 153.6594 | 0 | 0.89738
2016-02-13 03:00 | 127327.8 | 50 | -16.6 | 33.4 | 0 | 33.4 | 93.3867 | 160.6667 | 160.6667 | 0 | 160.6667 | 0 | 0.55707 | 160.1096 | 8829.3497 | 160.5506 | 0 | 0.88293
2016-02-13 04:00 | 127311.2 | 50 | -16.6 | 33.4 | 0 | 33.4 | 93.3867 | 160.6667 | 160.6667 | 0 | 160.6667 | 0 | 0.8583 | 159.8084 | 8685.2511 | 160.1096 | 0 | 0.86853
2016-02-13 05:00 | 127294.6 | 50 | -16.6 | 33.4 | 0 | 33.4 | 93.3867 | 160.6667 | 160.6667 | 0 | 160.6667 | 0 | 0.75633 | 159.9103 | 8541.4235 | 159.8084 | 0 | 0.85414
2016-02-13 06:00 | 127278 | 50 | -16.6 | 33.4 | 0 | 33.4 | 93.3867 | 160.6667 | 160.6667 | 0 | 160.6667 | 0 | 1.918 | 158.7487 | 8397.5042 | 159.9103 | 0 | 0.83975
2016-02-13 07:00 | 127261.4 | 50 | -16.6 | 33.4 | 0 | 33.4 | 93.3867 | 160.6667 | 160.6667 | 0 | 160.6667 | 0 | 6.1746 | 154.4921 | 8254.6304 | 158.7487 | 0 | 0.82546
2016-02-13 08:00 | 127244.8 | 50 | -16.6 | 33.4 | 0 | 33.4 | 93.3867 | 160.6667 | 160.6667 | 0 | 160.6667 | 0 | 335.6187 | -174.952 | 8115.5876 | 154.4921 | 0 | 0.81156
2016-02-13 09:00 | 127228.2 | 50 | 150.4 | 200.4 | 0 | 200.4 | 560.32 | 1068.6275 | 964 | 0 | 964 | 104.6275 | 1068.6275 | -104.6275 | 8273.0444 | -174.952 | 0 | 0.8273
2016-02-13 10:00 | 127378.6 | 50 | 150.4 | 200.4 | 0 | 200.4 | 560.32 | 1715.7625 | 964 | 0 | 964 | 751.7625 | 1715.7625 | -751.7625 | 8367.2092 | -104.6275 | 0 | 0.83672
2016-02-13 11:00 | 127529 | 50 | 150.4 | 200.4 | 0 | 200.4 | 560.32 | 2223.178 | 964 | 0 | 964 | 1259.178 | 2223.178 | -1259.178 | 9043.7955 | -751.7625 | 0 | 0.90438
2016-02-13 12:00 | 127679.4 | 50 | 150.4 | 200.4 | 0 | 200.4 | 560.32 | 2554.0515 | 964 | 0 | 964 | 1590.0515 | 2554.0515 | -1590.0515 | 9900 | -951.3384 | -2210.5163 | 0.99
2016-02-13 13:00 | 127829.8 | 50 | 150.4 | 200.4 | 0 | 200.4 | 560.32 | 2675.5813 | 964 | 0 | 964 | 1711.5813 | 2675.5813 | -1711.5813 | 9900 | 0 | -1590.0515 | 0.99
2016-02-13 14:00 | 127980.2 | 50 | 150.4 | 200.4 | 0 | 200.4 | 560.32 | 2641.921 | 964 | 0 | 964 | 1677.921 | 2641.921 | -1677.921 | 9900 | 0 | -1711.5813 | 0.99
2016-02-13 15:00 | 128130.6 | 50 | 150.4 | 200.4 | 0 | 200.4 | 560.32 | 2462.3216 | 964 | 0 | 964 | 1498.3216 | 2462.3216 | -1498.3216 | 9900 | 0 | -1677.921 | 0.99
2016-02-13 16:00 | 128281 | 50 | 150.4 | 200.4 | 0 | 200.4 | 560.32 | 1994.6729 | 964 | 0 | 964 | 1030.6729 | 1994.6729 | -1030.6729 | 9900 | 0 | -1498.3216 | 0.99
2016-02-13 17:00 | 128431.4 | 50 | 150.4 | 200.4 | 0 | 200.4 | 560.32 | 1318.8788 | 964 | 0 | 964 | 354.8788 | 1318.8788 | -354.8788 | 9900 | 0 | -1030.6729 | 0.99
2016-02-13 18:00 | 128581.8 | 50 | -50 | 0 | 0 | 0 | 0 | 160.6667 | 0 | 0 | 0 | 160.6667 | 562.0106 | -562.0106 | 9900 | 0 | -354.8788 | 0.99
2016-02-13 19:00 | 128531.8 | 50 | -16.6 | 33.4 | 0 | 33.4 | 93.3867 | 160.6667 | 160.6667 | 0 | 160.6667 | 0 | 153.5728 | 7.0939 | 9900 | 0 | -562.0106 | 0.99
2016-02-13 20:00 | 128515.2 | 50 | -16.6 | 33.4 | 0 | 33.4 | 93.3867 | 160.6667 | 160.6667 | 0 | 160.6667 | 0 | 138.7514 | 21.9153 | 9893.6155 | 7.0939 | 0 | 0.98936
2016-02-13 21:00 | 128498.6 | 50 | -16.6 | 33.4 | 0 | 33.4 | 93.3867 | 160.6667 | 160.6667 | 0 | 160.6667 | 0 | 41.7246 | 118.942 | 9873.8917 | 21.9153 | 0 | 0.98739
2016-02-13 22:00 | 128482 | 50 | -16.6 | 33.4 | 0 | 33.4 | 93.3867 | 160.6667 | 160.6667 | 0 | 160.6667 | 0 | 6.1764 | 154.4903 | 9766.8439 | 118.942 | 0 | 0.97668
2016-02-13 23:00 | 128465.4 | 50 | -16.6 | 33.4 | 0 | 33.4 | 93.3867 | 160.6667 | 160.6667 | 0 | 160.6667 | 0 | 53.4045 | 107.2621 | 9627.8026 | 154.4903 | 0 | 0.96278
2016-02-14 | 128448.8 | 50 | -16.6 | 33.4 | 0 | 33.4 | 93.3867 | 160.6667 | 160.6667 | 0 | 160.6667 | 0 | 125.8648 | 34.8019 | 9531.2667 | 107.2621 | 0 | 0.95313
2016-02-14 01:00 | 128432.2 | 50 | -16.6 | 33.4 | 0 | 33.4 | 93.3867 | 160.6667 | 160.6667 | 0 | 160.6667 | 0 | 93.4046 | 67.2621 | 9499.945 | 34.8019 | 0 | 0.94999
2016-02-14 02:00 | 128415.6 | 50 | -16.6 | 33.4 | 0 | 33.4 | 93.3867 | 160.6667 | 160.6667 | 0 | 160.6667 | 0 | 125.7025 | 34.9642 | 9439.4092 | 67.2621 | 0 | 0.94394
2016-02-14 03:00 | 128399 | 50 | -16.6 | 33.4 | 0 | 33.4 | 93.3867 | 160.6667 | 160.6667 | 0 | 160.6667 | 0 | 162.3105 | -1.6438 | 9407.9414 | 34.9642 | 0 | 0.94079
2016-02-14 04:00 | 128382.4 | 50 | -16.6 | 33.4 | 0 | 33.4 | 93.3867 | 160.6667 | 160.6667 | 0 | 160.6667 | 0 | 172.3814 | -11.7148 | 9409.4209 | -1.6438 | 0 | 0.94094
2016-02-14 05:00 | 128365.8 | 50 | -16.6 | 33.4 | 0 | 33.4 | 93.3867 | 160.6667 | 160.6667 | 0 | 160.6667 | 0 | 247.7957 | -87.1291 | 9419.9642 | -11.7148 | 0 | 0.942
2016-02-14 06:00 | 128349.2 | 50 | -16.6 | 33.4 | 0 | 33.4 | 93.3867 | 160.6667 | 160.6667 | 0 | 160.6667 | 0 | 300.4545 | -139.7879 | 9498.3804 | -87.1291 | 0 | 0.94984
2016-02-14 07:00 | 128332.6 | 50 | -50 | 0 | 0 | 0 | 0 | 160.6667 | 0 | 0 | 0 | 160.6667 | 529.9239 | -529.9239 | 9624.1895 | -139.7879 | 0 | 0.96242
2016-02-14 08:00 | 128282.6 | 50 | -50 | 0 | 0 | 0 | 0 | 160.6667 | 0 | 0 | 0 | 160.6667 | 925.8975 | -925.8975 | 9900 | -306.4562 | -836.38 | 0.99
2016-02-14 09:00 | 128232.6 | 50 | 150.4 | 200.4 | 0 | 200.4 | 560.32 | 1822.9093 | 964 | 0 | 964 | 858.9093 | 1822.9093 | -858.9093 | 9900 | 0 | -925.8975 | 0.99
2016-02-14 10:00 | 128383 | 50 | 150.4 | 200.4 | 0 | 200.4 | 560.32 | 2539.1657 | 964 | 0 | 964 | 1575.1657 | 2539.1657 | -1575.1657 | 9900 | 0 | -858.9093 | 0.99
2016-02-14 11:00 | 128533.4 | 50 | 150.4 | 200.4 | 0 | 200.4 | 560.32 | 2929.5648 | 964 | 0 | 964 | 1965.5648 | 2929.5648 | -1965.5648 | 9900 | 0 | -1575.1657 | 0.99
2016-02-14 12:00 | 128683.8 | 50 | 150.4 | 200.4 | 0 | 200.4 | 560.32 | 3191.8926 | 964 | 0 | 964 | 2227.8926 | 3191.8926 | -2227.8926 | 9900 | 0 | -1965.5648 | 0.99
2016-02-14 13:00 | 128834.2 | 50 | 150.4 | 200.4 | 0 | 200.4 | 560.32 | 3084.5855 | 964 | 0 | 964 | 2120.5855 | 3084.5855 | -2120.5855 | 9900 | 0 | -2227.8926 | 0.99
2016-02-14 14:00 | 128984.6 | 50 | 150.4 | 200.4 | 0 | 200.4 | 560.32 | 3365.055 | 964 | 0 | 964 | 2401.055 | 3365.055 | -2401.055 | 9900 | 0 | -2120.5855 | 0.99
2016-02-14 15:00 | 129135 | 50 | 150.4 | 200.4 | 0 | 200.4 | 560.32 | 2986.6146 | 964 | 0 | 964 | 2022.6146 | 2986.6146 | -2022.6146 | 9900 | 0 | -2401.055 | 0.99
2016-02-14 16:00 | 129285.4 | 50 | 150.4 | 200.4 | 0 | 200.4 | 560.32 | 2365.2358 | 964 | 0 | 964 | 1401.2358 | 2365.2358 | -1401.2358 | 9900 | 0 | -2022.6146 | 0.99
2016-02-14 17:00 | 129435.8 | 50 | 150.4 | 200.4 | 0 | 200.4 | 560.32 | 1421.815 | 964 | 0 | 964 | 457.815 | 1421.815 | -457.815 | 9900 | 0 | -1401.2358 | 0.99
2016-02-14 18:00 | 129586.2 | 50 | -50 | 0 | 0 | 0 | 0 | 160.6667 | 0 | 0 | 0 | 160.6667 | 660.7043 | -660.7043 | 9900 | 0 | -457.815 | 0.99
2016-02-14 19:00 | 129536.2 | 50 | -16.6 | 33.4 | 0 | 33.4 | 93.3867 | 160.6667 | 160.6667 | 0 | 160.6667 | 0 | 87.3141 | 73.3526 | 9900 | 0 | -660.7043 | 0.99
2016-02-14 20:00 | 129519.6 | 50 | -16.6 | 33.4 | 0 | 33.4 | 93.3867 | 160.6667 | 160.6667 | 0 | 160.6667 | 0 | 240.1599 | -79.4932 | 9833.9827 | 73.3526 | 0 | 0.9834
2016-02-14 21:00 | 129503 | 50 | -16.6 | 33.4 | 0 | 33.4 | 93.3867 | 160.6667 | 160.6667 | 0 | 160.6667 | 0 | 260.9125 | -100.2459 | 9900 | -73.3526 | -152.8458 | 0.99
2016-02-14 22:00 | 129486.4 | 50 | -16.6 | 33.4 | 0 | 33.4 | 93.3867 | 160.6667 | 160.6667 | 0 | 160.6667 | 0 | 69.0844 | 91.5823 | 9900 | 0 | -100.2459 | 0.99
2016-02-14 23:00 | 129469.8 | 50 | -16.6 | 33.4 | 0 | 33.4 | 93.3867 | 160.6667 | 160.6667 | 0 | 160.6667 | 0 | 23.204 | 137.4627 | 9817.5759 | 91.5823 | 0 | 0.98176
2016-02-15 | 129453.2 | 50 | -16.6 | 33.4 | 0 | 33.4 | 93.3867 | 160.6667 | 160.6667 | 0 | 160.6667 | 0 | 3.359 | 157.3077 | 9693.8595 | 137.4627 | 0 | 0.96939
2016-02-15 01:00 | 129436.6 | 50 | -16.6 | 33.4 | 0 | 33.4 | 93.3867 | 160.6667 | 160.6667 | 0 | 160.6667 | 0 | 38.4156 | 122.251 | 9552.2826 | 157.3077 | 0 | 0.95523
2016-02-15 02:00 | 129420 | 50 | -16.6 | 33.4 | 0 | 33.4 | 93.3867 | 160.6667 | 160.6667 | 0 | 160.6667 | 0 | 45.085 | 115.5817 | 9442.2566 | 122.251 | 0 | 0.94423
2016-02-15 03:00 | 129403.4 | 50 | -16.6 | 33.4 | 0 | 33.4 | 93.3867 | 160.6667 | 160.6667 | 0 | 160.6667 | 0 | 77.2352 | 83.4315 | 9338.2331 | 115.5817 | 0 | 0.93382
2016-02-15 04:00 | 129386.8 | 50 | -16.6 | 33.4 | 0 | 33.4 | 93.3867 | 160.6667 | 160.6667 | 0 | 160.6667 | 0 | 60.2102 | 100.4565 | 9263.1448 | 83.4315 | 0 | 0.92631
2016-02-15 05:00 | 129370.2 | 50 | -16.6 | 33.4 | 0 | 33.4 | 93.3867 | 160.6667 | 160.6667 | 0 | 160.6667 | 0 | 4.7378 | 155.9288 | 9172.734 | 100.4565 | 0 | 0.91727
2016-02-15 06:00 | 129353.6 | 50 | -16.6 | 33.4 | 0 | 33.4 | 93.3867 | 160.6667 | 160.6667 | 0 | 160.6667 | 0 | 45.742 | 114.9247 | 9032.398 | 155.9288 | 0 | 0.90324
2016-02-15 07:00 | 129337 | 50 | -16.6 | 33.4 | 0 | 33.4 | 93.3867 | 160.6667 | 160.6667 | 0 | 160.6667 | 0 | 94.47 | 66.1966 | 8928.9658 | 114.9247 | 0 | 0.8929
2016-02-15 08:00 | 129320.4 | 50 | -16.6 | 33.4 | 0 | 33.4 | 93.3867 | 160.6667 | 160.6667 | 0 | 160.6667 | 0 | 406.291 | -245.6243 | 8869.3888 | 66.1966 | 0 | 0.88694
2016-02-15 09:00 | 129303.8 | 50 | 150.4 | 200.4 | 0 | 200.4 | 560.32 | 1171.2204 | 964 | 0 | 964 | 207.2204 | 1171.2204 | -207.2204 | 9090.4507 | -245.6243 | 0 | 0.90905
2016-02-15 10:00 | 129454.2 | 50 | 150.4 | 200.4 | 0 | 200.4 | 560.32 | 2057.8973 | 964 | 0 | 964 | 1093.8973 | 2057.8973 | -1093.8973 | 9276.9491 | -207.2204 | 0 | 0.92769
2016-02-15 11:00 | 129604.6 | 50 | 150.4 | 200.4 | 0 | 200.4 | 560.32 | 2755.6993 | 964 | 0 | 964 | 1791.6993 | 2755.6993 | -1791.6993 | 9900 | -692.2788 | -1786.1761 | 0.99
2016-02-15 12:00 | 129755 | 50 | 150.4 | 200.4 | 0 | 200.4 | 560.32 | 2671.8788 | 964 | 0 | 964 | 1707.8788 | 2671.8788 | -1707.8788 | 9900 | 0 | -1791.6993 | 0.99
2016-02-15 13:00 | 129905.4 | 50 | 150.4 | 200.4 | 0 | 200.4 | 560.32 | 2766.0163 | 964 | 0 | 964 | 1802.0163 | 2766.0163 | -1802.0163 | 9900 | 0 | -1707.8788 | 0.99
2016-02-15 14:00 | 130055.8 | 50 | 150.4 | 200.4 | 0 | 200.4 | 560.32 | 3062.2719 | 964 | 0 | 964 | 2098.2719 | 3062.2719 | -2098.2719 | 9900 | 0 | -1802.0163 | 0.99
2016-02-15 15:00 | 130206.2 | 50 | 150.4 | 200.4 | 0 | 200.4 | 560.32 | 2865.098 | 964 | 0 | 964 | 1901.098 | 2865.098 | -1901.098 | 9900 | 0 | -2098.2719 | 0.99
2016-02-15 16:00 | 130356.6 | 50 | 150.4 | 200.4 | 0 | 200.4 | 560.32 | 2345.4411 | 964 | 0 | 964 | 1381.4411 | 2345.4411 | -1381.4411 | 9900 | 0 | -1901.098 | 0.99
2016-02-15 17:00 | 130507 | 50 | 150.4 | 200.4 | 0 | 200.4 | 560.32 | 1739.1266 | 964 | 0 | 964 | 775.1266 | 1739.1266 | -775.1266 | 9900 | 0 | -1381.4411 | 0.99
2016-02-15 18:00 | 130657.4 | 50 | -50 | 0 | 0 | 0 | 0 | 160.6667 | 0 | 0 | 0 | 160.6667 | 800.0451 | -800.0451 | 9900 | 0 | -775.1266 | 0.99
2016-02-15 19:00 | 130607.4 | 50 | -16.6 | 33.4 | 0 | 33.4 | 93.3867 | 160.6667 | 160.6667 | 0 | 160.6667 | 0 | 215.7512 | -55.0845 | 9900 | 0 | -800.0451 | 0.99
2016-02-15 20:00 | 130590.8 | 50 | -16.6 | 33.4 | 0 | 33.4 | 93.3867 | 160.6667 | 160.6667 | 0 | 160.6667 | 0 | 210.3702 | -49.7036 | 9900 | 0 | -55.0845 | 0.99
2016-02-15 21:00 | 130574.2 | 50 | -16.6 | 33.4 | 0 | 33.4 | 93.3867 | 160.6667 | 160.6667 | 0 | 160.6667 | 0 | 383.3067 | -222.6401 | 9900 | 0 | -49.7036 | 0.99
2016-02-15 22:00 | 130557.6 | 50 | -50 | 0 | 0 | 0 | 0 | 160.6667 | 0 | 0 | 0 | 160.6667 | 618.7247 | -618.7247 | 9900 | 0 | -222.6401 | 0.99
2016-02-15 23:00 | 130507.6 | 50 | -16.6 | 33.4 | 0 | 33.4 | 93.3867 | 160.6667 | 160.6667 | 0 | 160.6667 | 2.8422e-14 | 429.5641 | -268.8974 | 9900 | 0 | -618.7247 | 0.99
2016-02-16 | 130491 | 50 | -16.6 | 33.4 | 0 | 33.4 | 93.3867 | 160.6667 | 160.6667 | 0 | 160.6667 | 0 | 264.881 | -104.2143 | 9900 | 0 | -268.8974 | 0.99
2016-02-16 01:00 | 130474.4 | 50 | -16.6 | 33.4 | 0 | 33.4 | 93.3867 | 160.6667 | 160.6667 | 0 | 160.6667 | 0 | 329.2623 | -168.5957 | 9900 | 0 | -104.2143 | 0.99
2016-02-16 02:00 | 130457.8 | 50 | -16.6 | 33.4 | 0 | 33.4 | 93.3867 | 160.6667 | 160.6667 | 0 | 160.6667 | 0 | 282.434 | -121.7673 | 9900 | 0 | -168.5957 | 0.99
2016-02-16 03:00 | 130441.2 | 50 | -16.6 | 33.4 | 0 | 33.4 | 93.3867 | 160.6667 | 160.6667 | 0 | 160.6667 | 0 | 292.3179 | -131.6513 | 9900 | 0 | -121.7673 | 0.99
2016-02-16 04:00 | 130424.6 | 50 | -50 | 0 | 0 | 0 | 0 | 160.6667 | 0 | 0 | 0 | 160.6667 | 602.3077 | -602.3077 | 9900 | 0 | -131.6513 | 0.99
2016-02-16 05:00 | 130374.6 | 50 | 150.4 | 200.4 | 0 | 200.4 | 560.32 | 971.373 | 964 | 0 | 964 | 7.373 | 971.373 | -7.373 | 9900 | 0 | -602.3077 | 0.99
2016-02-16 06:00 | 130525 | 50 | 150.4 | 200.4 | 0 | 200.4 | 560.32 | 995.8918 | 964 | 0 | 964 | 31.8918 | 995.8918 | -31.8918 | 9900 | 0 | -7.373 | 0.99
2016-02-16 07:00 | 130675.4 | 50 | 150.4 | 200.4 | 0 | 200.4 | 560.32 | 1000 | 964 | 0 | 964 | 36 | 1000 | -36 | 9900 | 0 | -31.8918 | 0.99
2016-02-16 08:00 | 130825.8 | 50 | 150.4 | 200.4 | 0 | 200.4 | 560.32 | 1364.0278 | 964 | 0 | 964 | 400.0278 | 1364.0278 | -400.0278 | 9900 | 0 | -36 | 0.99
2016-02-16 09:00 | 130976.2 | 50 | 150.4 | 200.4 | 0 | 200.4 | 560.32 | 2098.4813 | 964 | 0 | 964 | 1134.4813 | 2098.4813 | -1134.4813 | 9900 | 0 | -400.0278 | 0.99
2016-02-16 10:00 | 131126.6 | 50 | 150.4 | 200.4 | 0 | 200.4 | 560.32 | 2666.0369 | 964 | 0 | 964 | 1702.0369 | 2666.0369 | -1702.0369 | 9900 | 0 | -1134.4813 | 0.99
2016-02-16 11:00 | 131277 | 50 | 150.4 | 200.4 | 0 | 200.4 | 560.32 | 2508.7578 | 964 | 0 | 964 | 1544.7578 | 2508.7578 | -1544.7578 | 9900 | 0 | -1702.0369 | 0.99
2016-02-16 12:00 | 131427.4 | 50 | 150.4 | 200.4 | 0 | 200.4 | 560.32 | 3118.9036 | 964 | 0 | 964 | 2154.9036 | 3118.9036 | -2154.9036 | 9900 | 0 | -1544.7578 | 0.99
2016-02-16 13:00 | 131577.8 | 50 | 150.4 | 200.4 | 0 | 200.4 | 560.32 | 3264.9872 | 964 | 0 | 964 | 2300.9872 | 3264.9872 | -2300.9872 | 9900 | 0 | -2154.9036 | 0.99
2016-02-16 14:00 | 131728.2 | 50 | 150.4 | 200.4 | 0 | 200.4 | 560.32 | 2720.541 | 964 | 0 | 964 | 1756.541 | 2720.541 | -1756.541 | 9900 | 0 | -2300.9872 | 0.99
2016-02-16 15:00 | 131878.6 | 50 | 150.4 | 200.4 | 0 | 200.4 | 560.32 | 2296.929 | 964 | 0 | 964 | 1332.929 | 2296.929 | -1332.929 | 9900 | 0 | -1756.541 | 0.99
2016-02-16 16:00 | 132029 | 50 | 150.4 | 200.4 | 0 | 200.4 | 560.32 | 1905.4152 | 964 | 0 | 964 | 941.4152 | 1905.4152 | -941.4152 | 9900 | 0 | -1332.929 | 0.99
2016-02-16 17:00 | 132179.4 | 50 | 150.4 | 200.4 | 0 | 200.4 | 560.32 | 1272.6873 | 964 | 0 | 964 | 308.6873 | 1272.6873 | -308.6873 | 9900 | 0 | -941.4152 | 0.99
2016-02-16 18:00 | 132329.8 | 50 | -50 | 0 | 0 | 0 | 0 | 160.6667 | 0 | 0 | 0 | 160.6667 | 504.4238 | -504.4238 | 9900 | 0 | -308.6873 | 0.99
2016-02-16 19:00 | 132279.8 | 50 | -16.6 | 33.4 | 0 | 33.4 | 93.3867 | 160.6667 | 160.6667 | 0 | 160.6667 | 0 | 3.611 | 157.0557 | 9900 | 0 | -504.4238 | 0.99
2016-02-16 20:00 | 132263.2 | 50 | -16.6 | 33.4 | 0 | 33.4 | 93.3867 | 160.6667 | 160.6667 | 0 | 160.6667 | 0 | 0.8469 | 159.8198 | 9758.6499 | 157.0557 | 0 | 0.97586
2016-02-16 21:00 | 132246.6 | 50 | -16.6 | 33.4 | 0 | 33.4 | 93.3867 | 160.6667 | 160.6667 | 0 | 160.6667 | 0 | 0.0060606 | 160.6606 | 9614.8121 | 159.8198 | 0 | 0.96148
2016-02-16 22:00 | 132230 | 50 | -16.6 | 33.4 | 0 | 33.4 | 93.3867 | 160.6667 | 160.6667 | 0 | 160.6667 | 0 | 0.76147 | 159.9052 | 9470.2175 | 160.6606 | 0 | 0.94702
2016-02-16 23:00 | 132213.4 | 50 | -16.6 | 33.4 | 0 | 33.4 | 93.3867 | 160.6667 | 160.6667 | 0 | 160.6667 | 0 | 0.7303 | 159.9364 | 9326.3029 | 159.9052 | 0 | 0.93263
2016-02-17 | 132196.8 | 50 | -16.6 | 33.4 | 0 | 33.4 | 93.3867 | 160.6667 | 160.6667 | 0 | 160.6667 | 0 | 51.0544 | 109.6123 | 9182.3601 | 159.9364 | 0 | 0.91824
2016-02-17 01:00 | 132180.2 | 50 | -16.6 | 33.4 | 0 | 33.4 | 93.3867 | 160.6667 | 160.6667 | 0 | 160.6667 | 0 | 54.087 | 106.5797 | 9083.7091 | 109.6123 | 0 | 0.90837
2016-02-17 02:00 | 132163.6 | 50 | -16.6 | 33.4 | 0 | 33.4 | 93.3867 | 160.6667 | 160.6667 | 0 | 160.6667 | 0 | 166.0837 | -5.417 | 8987.7874 | 106.5797 | 0 | 0.89878
2016-02-17 03:00 | 132147 | 50 | -16.6 | 33.4 | 0 | 33.4 | 93.3867 | 160.6667 | 160.6667 | 0 | 160.6667 | 0 | 143.4921 | 17.1746 | 8992.6627 | -5.417 | 0 | 0.89927
2016-02-17 04:00 | 132130.4 | 50 | -16.6 | 33.4 | 0 | 33.4 | 93.3867 | 160.6667 | 160.6667 | 0 | 160.6667 | 0 | 163.0592 | -2.3925 | 8977.2056 | 17.1746 | 0 | 0.89772
2016-02-17 05:00 | 132113.8 | 50 | -16.6 | 33.4 | 0 | 33.4 | 93.3867 | 160.6667 | 160.6667 | 0 | 160.6667 | 0 | 200.4074 | -39.7407 | 8979.3588 | -2.3925 | 0 | 0.89794
2016-02-17 06:00 | 132097.2 | 50 | -16.6 | 33.4 | 0 | 33.4 | 93.3867 | 160.6667 | 160.6667 | 0 | 160.6667 | 0 | 150.4878 | 10.1789 | 9015.1255 | -39.7407 | 0 | 0.90151
2016-02-17 07:00 | 132080.6 | 50 | -16.6 | 33.4 | 0 | 33.4 | 93.3867 | 160.6667 | 160.6667 | 0 | 160.6667 | 0 | 111.5498 | 49.1169 | 9005.9644 | 10.1789 | 0 | 0.9006
2016-02-17 08:00 | 132064 | 50 | -50 | 0 | 0 | 0 | 0 | 160.6667 | 0 | 0 | 0 | 160.6667 | 441.8661 | -441.8661 | 8961.7593 | 49.1169 | 0 | 0.89618
2016-02-17 09:00 | 132014 | 50 | 150.4 | 200.4 | 0 | 200.4 | 560.32 | 1268.5605 | 964 | 0 | 964 | 304.5605 | 1268.5605 | -304.5605 | 9359.4387 | -441.8661 | 0 | 0.93594
2016-02-17 10:00 | 132164.4 | 50 | 150.4 | 200.4 | 0 | 200.4 | 560.32 | 2385.6813 | 964 | 0 | 964 | 1421.6813 | 2385.6813 | -1421.6813 | 9633.5432 | -304.5605 | 0 | 0.96335
2016-02-17 11:00 | 132314.8 | 50 | 150.4 | 200.4 | 0 | 200.4 | 560.32 | 3128.4126 | 964 | 0 | 964 | 2164.4126 | 3128.4126 | -2164.4126 | 9900 | -296.0631 | -1717.7444 | 0.99
2016-02-17 12:00 | 132465.2 | 50 | 150.4 | 200.4 | 0 | 200.4 | 560.32 | 3129.4877 | 964 | 0 | 964 | 2165.4877 | 3129.4877 | -2165.4877 | 9900 | 0 | -2164.4126 | 0.99
2016-02-17 13:00 | 132615.6 | 50 | 150.4 | 200.4 | 0 | 200.4 | 560.32 | 2979.8452 | 964 | 0 | 964 | 2015.8452 | 2979.8452 | -2015.8452 | 9900 | 0 | -2165.4877 | 0.99
2016-02-17 14:00 | 132766 | 50 | 150.4 | 200.4 | 0 | 200.4 | 560.32 | 3252.6874 | 964 | 0 | 964 | 2288.6874 | 3252.6874 | -2288.6874 | 9900 | 0 | -2015.8452 | 0.99
2016-02-17 15:00 | 132916.4 | 50 | 150.4 | 200.4 | 0 | 200.4 | 560.32 | 3310.5459 | 964 | 0 | 964 | 2346.5459 | 3310.5459 | -2346.5459 | 9900 | 0 | -2288.6874 | 0.99
2016-02-17 16:00 | 133066.8 | 50 | 150.4 | 200.4 | 0 | 200.4 | 560.32 | 2848.4496 | 964 | 0 | 964 | 1884.4496 | 2848.4496 | -1884.4496 | 9900 | 0 | -2346.5459 | 0.99
2016-02-17 17:00 | 133217.2 | 50 | 150.4 | 200.4 | 0 | 200.4 | 560.32 | 2234.4772 | 964 | 0 | 964 | 1270.4772 | 2234.4772 | -1270.4772 | 9900 | 0 | -1884.4496 | 0.99
2016-02-17 18:00 | 133367.6 | 50 | 150.4 | 200.4 | 0 | 200.4 | 560.32 | 1305.9929 | 964 | 0 | 964 | 341.9929 | 1305.9929 | -341.9929 | 9900 | 0 | -1270.4772 | 0.99
2016-02-17 19:00 | 133518 | 50 | 150.4 | 200.4 | 0 | 200.4 | 560.32 | 1000 | 964 | 0 | 964 | 36 | 1000 | -36 | 9900 | 0 | -341.9929 | 0.99
2016-02-17 20:00 | 133668.4 | 50 | 150.4 | 200.4 | 0 | 200.4 | 560.32 | 996.3644 | 964 | 0 | 964 | 32.3644 | 996.3644 | -32.3644 | 9900 | 0 | -36 | 0.99
2016-02-17 21:00 | 133818.8 | 50 | -50 | 0 | 0 | 0 | 0 | 160.6667 | 0 | 0 | 0 | 160.6667 | 882.6147 | -882.6147 | 9900 | 0 | -32.3644 | 0.99
2016-02-17 22:00 | 133768.8 | 50 | -50 | 0 | 0 | 0 | 0 | 160.6667 | 0 | 0 | 0 | 160.6667 | 907.0347 | -907.0347 | 9900 | 0 | -882.6147 | 0.99
2016-02-17 23:00 | 133718.8 | 50 | -50 | 0 | 0 | 0 | 0 | 160.6667 | 0 | 0 | 0 | 160.6667 | 888.4978 | -888.4978 | 9900 | 0 | -907.0347 | 0.99
2016-02-18 | 133668.8 | 50 | 150.4 | 200.4 | 0 | 200.4 | 560.32 | 995.9177 | 964 | 0 | 964 | 31.9177 | 995.9177 | -31.9177 | 9900 | 0 | -888.4978 | 0.99
2016-02-18 01:00 | 133819.2 | 50 | 150.4 | 200.4 | 0 | 200.4 | 560.32 | 1000 | 964 | 0 | 964 | 36 | 1000 | -36 | 9900 | 0 | -31.9177 | 0.99
2016-02-18 02:00 | 133969.6 | 50 | 150.4 | 200.4 | 0 | 200.4 | 560.32 | 1000 | 964 | 0 | 964 | 36 | 1000 | -36 | 9900 | 0 | -36 | 0.99
2016-02-18 03:00 | 134120 | 50 | 150.4 | 200.4 | 0 | 200.4 | 560.32 | 1000 | 964 | 0 | 964 | 36 | 1000 | -36 | 9900 | 0 | -36 | 0.99
2016-02-18 04:00 | 134270.4 | 50 | 150.4 | 200.4 | 0 | 200.4 | 560.32 | 1000 | 964 | 0 | 964 | 36 | 1000 | -36 | 9900 | 0 | -36 | 0.99
2016-02-18 05:00 | 134420.8 | 50 | 150.4 | 200.4 | 0 | 200.4 | 560.32 | 1000 | 964 | 0 | 964 | 36 | 1000 | -36 | 9900 | 0 | -36 | 0.99
2016-02-18 06:00 | 134571.2 | 50 | 150.4 | 200.4 | 0 | 200.4 | 560.32 | 1000 | 964 | 0 | 964 | 36 | 1000 | -36 | 9900 | 0 | -36 | 0.99
2016-02-18 07:00 | 134721.6 | 50 | 150.4 | 200.4 | 0 | 200.4 | 560.32 | 1000 | 964 | 0 | 964 | 36 | 1000 | -36 | 9900 | 0 | -36 | 0.99
2016-02-18 08:00 | 134872 | 50 | 150.4 | 200.4 | 0 | 200.4 | 560.32 | 1386.7689 | 964 | 0 | 964 | 422.7689 | 1386.7689 | -422.7689 | 9900 | 0 | -36 | 0.99
2016-02-18 09:00 | 135022.4 | 50 | 150.4 | 200.4 | 0 | 200.4 | 560.32 | 1768.1368 | 964 | 0 | 964 | 804.1368 | 1768.1368 | -804.1368 | 9900 | 0 | -422.7689 | 0.99
2016-02-18 10:00 | 135172.8 | 50 | 150.4 | 200.4 | 0 | 200.4 | 560.32 | 2760.4007 | 964 | 0 | 964 | 1796.4007 | 2760.4007 | -1796.4007 | 9900 | 0 | -804.1368 | 0.99
2016-02-18 11:00 | 135323.2 | 50 | 150.4 | 200.4 | 0 | 200.4 | 560.32 | 3255.5279 | 964 | 0 | 964 | 2291.5279 | 3255.5279 | -2291.5279 | 9900 | 0 | -1796.4007 | 0.99
2016-02-18 12:00 | 135473.6 | 50 | 150.4 | 200.4 | 0 | 200.4 | 560.32 | 3459.4377 | 964 | 0 | 964 | 2495.4377 | 3459.4377 | -2495.4377 | 9900 | 0 | -2291.5279 | 0.99
2016-02-18 13:00 | 135624 | 50 | 150.4 | 200.4 | 0 | 200.4 | 560.32 | 3218.3857 | 964 | 0 | 964 | 2254.3857 | 3218.3857 | -2254.3857 | 9900 | 0 | -2495.4377 | 0.99
2016-02-18 14:00 | 135774.4 | 50 | 150.4 | 200.4 | 0 | 200.4 | 560.32 | 2668.5927 | 964 | 0 | 964 | 1704.5927 | 2668.5927 | -1704.5927 | 9900 | 0 | -2254.3857 | 0.99
2016-02-18 15:00 | 135924.8 | 50 | 150.4 | 200.4 | 0 | 200.4 | 560.32 | 2438.0996 | 964 | 0 | 964 | 1474.0996 | 2438.0996 | -1474.0996 | 9900 | 0 | -1704.5927 | 0.99
2016-02-18 16:00 | 136075.2 | 50 | 150.4 | 200.4 | 0 | 200.4 | 560.32 | 1918.754 | 964 | 0 | 964 | 954.754 | 1918.754 | -954.754 | 9900 | 0 | -1474.0996 | 0.99
2016-02-18 17:00 | 136225.6 | 50 | 150.4 | 200.4 | 0 | 200.4 | 560.32 | 1246.2745 | 964 | 0 | 964 | 282.2745 | 1246.2745 | -282.2745 | 9900 | 0 | -954.754 | 0.99
2016-02-18 18:00 | 136376 | 50 | -50 | 0 | 0 | 0 | 0 | 160.6667 | 0 | 0 | 0 | 160.6667 | 587.1119 | -587.1119 | 9900 | 0 | -282.2745 | 0.99
2016-02-18 19:00 | 136326 | 50 | -16.6 | 33.4 | 0 | 33.4 | 93.3867 | 160.6667 | 160.6667 | 0 | 160.6667 | 0 | 37.1003 | 123.5664 | 9900 | 0 | -587.1119 | 0.99
2016-02-18 20:00 | 136309.4 | 50 | -16.6 | 33.4 | 0 | 33.4 | 93.3867 | 160.6667 | 160.6667 | 0 | 160.6667 | 0 | 0 | 160.6667 | 9788.7903 | 123.5664 | 0 | 0.97888
2016-02-18 21:00 | 136292.8 | 50 | -16.6 | 33.4 | 0 | 33.4 | 93.3867 | 160.6667 | 160.6667 | 0 | 160.6667 | 0 | 0.18644 | 160.4802 | 9644.1903 | 160.6667 | 0 | 0.96442
2016-02-18 22:00 | 136276.2 | 50 | -16.6 | 33.4 | 0 | 33.4 | 93.3867 | 160.6667 | 160.6667 | 0 | 160.6667 | 0 | 0 | 160.6667 | 9499.758 | 160.4802 | 0 | 0.94998
2016-02-18 23:00 | 136259.6 | 50 | -16.6 | 33.4 | 0 | 33.4 | 93.3867 | 160.6667 | 160.6667 | 0 | 160.6667 | 0 | 0.32338 | 160.3433 | 9355.158 | 160.6667 | 0 | 0.93552
2016-02-19 | 136243 | 50 | -16.6 | 33.4 | 0 | 33.4 | 93.3867 | 160.6667 | 160.6667 | 0 | 160.6667 | 0 | 0.32727 | 160.3394 | 9210.8491 | 160.3433 | 0 | 0.92108
2016-02-19 01:00 | 136226.4 | 50 | -16.6 | 33.4 | 0 | 33.4 | 93.3867 | 160.6667 | 160.6667 | 0 | 160.6667 | 0 | 1.3968 | 159.2698 | 9066.5436 | 160.3394 | 0 | 0.90665
2016-02-19 02:00 | 136209.8 | 50 | -16.6 | 33.4 | 0 | 33.4 | 93.3867 | 160.6667 | 160.6667 | 0 | 160.6667 | 0 | 0.58528 | 160.0814 | 8923.2008 | 159.2698 | 0 | 0.89232
2016-02-19 03:00 | 136193.2 | 50 | -16.6 | 33.4 | 0 | 33.4 | 93.3867 | 160.6667 | 160.6667 | 0 | 160.6667 | 0 | 10.3063 | 150.3603 | 8779.1275 | 160.0814 | 0 | 0.87791
2016-02-19 04:00 | 136176.6 | 50 | -16.6 | 33.4 | 0 | 33.4 | 93.3867 | 160.6667 | 160.6667 | 0 | 160.6667 | 0 | 3.955 | 156.7117 | 8643.8032 | 150.3603 | 0 | 0.86438
2016-02-19 05:00 | 136160 | 50 | -16.6 | 33.4 | 0 | 33.4 | 93.3867 | 160.6667 | 160.6667 | 0 | 160.6667 | 0 | 7.7356 | 152.931 | 8502.7627 | 156.7117 | 0 | 0.85028
2016-02-19 06:00 | 136143.4 | 50 | -16.6 | 33.4 | 0 | 33.4 | 93.3867 | 160.6667 | 160.6667 | 0 | 160.6667 | 0 | 6.7509 | 153.9157 | 8365.1248 | 152.931 | 0 | 0.83651
2016-02-19 07:00 | 136126.8 | 50 | -16.6 | 33.4 | 0 | 33.4 | 93.3867 | 160.6667 | 160.6667 | 0 | 160.6667 | 0 | 1.4696 | 159.1971 | 8226.6006 | 153.9157 | 0 | 0.82266
2016-02-19 08:00 | 136110.2 | 50 | -16.6 | 33.4 | 0 | 33.4 | 93.3867 | 160.6667 | 160.6667 | 0 | 160.6667 | 0 | 399.2945 | -238.6278 | 8083.3232 | 159.1971 | 0 | 0.80833
2016-02-19 09:00 | 136093.6 | 50 | 150.4 | 200.4 | 0 | 200.4 | 560.32 | 1157.5179 | 964 | 0 | 964 | 193.5179 | 1157.5179 | -193.5179 | 8298.0882 | -238.6278 | 0 | 0.82981
2016-02-19 10:00 | 136244 | 50 | 150.4 | 200.4 | 0 | 200.4 | 560.32 | 1886.0154 | 964 | 0 | 964 | 922.0154 | 1886.0154 | -922.0154 | 8472.2543 | -193.5179 | 0 | 0.84723
2016-02-19 11:00 | 136394.4 | 50 | 150.4 | 200.4 | 0 | 200.4 | 560.32 | 2332.1303 | 964 | 0 | 964 | 1368.1303 | 2332.1303 | -1368.1303 | 9302.0681 | -922.0154 | 0 | 0.93021
2016-02-19 12:00 | 136544.8 | 50 | 150.4 | 200.4 | 0 | 200.4 | 560.32 | 2698.1753 | 964 | 0 | 964 | 1734.1753 | 2698.1753 | -1734.1753 | 9900 | -664.3687 | -2032.4991 | 0.99
2016-02-19 13:00 | 136695.2 | 50 | 150.4 | 200.4 | 0 | 200.4 | 560.32 | 2797.1992 | 964 | 0 | 964 | 1833.1992 | 2797.1992 | -1833.1992 | 9900 | 0 | -1734.1753 | 0.99
2016-02-19 14:00 | 136845.6 | 50 | 150.4 | 200.4 | 0 | 200.4 | 560.32 | 2674.2649 | 964 | 0 | 964 | 1710.2649 | 2674.2649 | -1710.2649 | 9900 | 0 | -1833.1992 | 0.99
2016-02-19 15:00 | 136996 | 50 | 150.4 | 200.4 | 0 | 200.4 | 560.32 | 2388.4733 | 964 | 0 | 964 | 1424.4733 | 2388.4733 | -1424.4733 | 9900 | 0 | -1710.2649 | 0.99
2016-02-19 16:00 | 137146.4 | 50 | 150.4 | 200.4 | 0 | 200.4 | 560.32 | 1912.7957 | 964 | 0 | 964 | 948.7957 | 1912.7957 | -948.7957 | 9900 | 0 | -1424.4733 | 0.99
2016-02-19 17:00 | 137296.8 | 50 | 150.4 | 200.4 | 0 | 200.4 | 560.32 | 1289.4672 | 964 | 0 | 964 | 325.4672 | 1289.4672 | -325.4672 | 9900 | 0 | -948.7957 | 0.99
2016-02-19 18:00 | 137447.2 | 50 | -50 | 0 | 0 | 0 | 0 | 160.6667 | 0 | 0 | 0 | 160.6667 | 560.7812 | -560.7812 | 9900 | 0 | -325.4672 | 0.99
2016-02-19 19:00 | 137397.2 | 50 | -16.6 | 33.4 | 0 | 33.4 | 93.3867 | 160.6667 | 160.6667 | 0 | 160.6667 | 0 | 20.6014 | 140.0652 | 9900 | 0 | -560.7812 | 0.99
2016-02-19 20:00 | 137380.6 | 50 | -16.6 | 33.4 | 0 | 33.4 | 93.3867 | 160.6667 | 160.6667 | 0 | 160.6667 | 0 | 6.9495 | 153.7172 | 9773.9413 | 140.0652 | 0 | 0.97739
2016-02-19 21:00 | 137364 | 50 | -16.6 | 33.4 | 0 | 33.4 | 93.3867 | 160.6667 | 160.6667 | 0 | 160.6667 | 0 | 0.60548 | 160.0612 | 9635.5958 | 153.7172 | 0 | 0.96356
2016-02-19 22:00 | 137347.4 | 50 | -16.6 | 33.4 | 0 | 33.4 | 93.3867 | 160.6667 | 160.6667 | 0 | 160.6667 | 0 | 0.48442 | 160.1823 | 9491.5408 | 160.0612 | 0 | 0.94915
2016-02-19 23:00 | 137330.8 | 50 | -16.6 | 33.4 | 0 | 33.4 | 93.3867 | 160.6667 | 160.6667 | 0 | 160.6667 | 0 | 0.41284 | 160.2538 | 9347.3768 | 160.1823 | 0 | 0.93474
2016-02-20 | 137314.2 | 50 | -16.6 | 33.4 | 0 | 33.4 | 93.3867 | 160.6667 | 160.6667 | 0 | 160.6667 | 0 | 0.083694 | 160.583 | 9203.1483 | 160.2538 | 0 | 0.92031
2016-02-20 01:00 | 137297.6 | 50 | -16.6 | 33.4 | 0 | 33.4 | 93.3867 | 160.6667 | 160.6667 | 0 | 160.6667 | 0 | 0 | 160.6667 | 9058.6236 | 160.583 | 0 | 0.90586
2016-02-20 02:00 | 137281 | 50 | -16.6 | 33.4 | 0 | 33.4 | 93.3867 | 160.6667 | 160.6667 | 0 | 160.6667 | 0 | 4.9281 | 155.7385 | 8914.0236 | 160.6667 | 0 | 0.8914
2016-02-20 03:00 | 137264.4 | 50 | -16.6 | 33.4 | 0 | 33.4 | 93.3867 | 160.6667 | 160.6667 | 0 | 160.6667 | 0 | 5.2087 | 155.458 | 8773.859 | 155.7385 | 0 | 0.87739
2016-02-20 04:00 | 137247.8 | 50 | -16.6 | 33.4 | 0 | 33.4 | 93.3867 | 160.6667 | 160.6667 | 0 | 160.6667 | 0 | 6.355 | 154.3117 | 8633.9468 | 155.458 | 0 | 0.86339
2016-02-20 05:00 | 137231.2 | 50 | -16.6 | 33.4 | 0 | 33.4 | 93.3867 | 160.6667 | 160.6667 | 0 | 160.6667 | 0 | 38.8932 | 121.7734 | 8495.0662 | 154.3117 | 0 | 0.84951
2016-02-20 06:00 | 137214.6 | 50 | -16.6 | 33.4 | 0 | 33.4 | 93.3867 | 160.6667 | 160.6667 | 0 | 160.6667 | 0 | 27.0189 | 133.6478 | 8385.4701 | 121.7734 | 0 | 0.83855
2016-02-20 07:00 | 137198 | 50 | -16.6 | 33.4 | 0 | 33.4 | 93.3867 | 160.6667 | 160.6667 | 0 | 160.6667 | 0 | 106.2857 | 54.381 | 8265.1871 | 133.6478 | 0 | 0.82652
2016-02-20 08:00 | 137181.4 | 50 | -50 | 0 | 0 | 0 | 0 | 160.6667 | 0 | 0 | 0 | 160.6667 | 538.6808 | -538.6808 | 8216.2443 | 54.381 | 0 | 0.82162
2016-02-20 09:00 | 137131.4 | 50 | 150.4 | 200.4 | 0 | 200.4 | 560.32 | 1380.6545 | 964 | 0 | 964 | 416.6545 | 1380.6545 | -416.6545 | 8701.057 | -538.6808 | 0 | 0.87011
2016-02-20 10:00 | 137281.8 | 50 | 150.4 | 200.4 | 0 | 200.4 | 560.32 | 2294.9141 | 964 | 0 | 964 | 1330.9141 | 2294.9141 | -1330.9141 | 9076.0461 | -416.6545 | 0 | 0.9076
2016-02-20 11:00 | 137432.2 | 50 | 150.4 | 200.4 | 0 | 200.4 | 560.32 | 3136.3287 | 964 | 0 | 964 | 2172.3287 | 3136.3287 | -2172.3287 | 9900 | -915.5044 | -2246.4185 | 0.99
2016-02-20 12:00 | 137582.6 | 50 | 150.4 | 200.4 | 0 | 200.4 | 560.32 | 3198.308 | 964 | 0 | 964 | 2234.308 | 3198.308 | -2234.308 | 9900 | 0 | -2172.3287 | 0.99
2016-02-20 13:00 | 137733 | 50 | 150.4 | 200.4 | 0 | 200.4 | 560.32 | 3276.9022 | 964 | 0 | 964 | 2312.9022 | 3276.9022 | -2312.9022 | 9900 | 0 | -2234.308 | 0.99
2016-02-20 14:00 | 137883.4 | 50 | 150.4 | 200.4 | 0 | 200.4 | 560.32 | 3546.0195 | 964 | 0 | 964 | 2582.0195 | 3546.0195 | -2582.0195 | 9900 | 0 | -2312.9022 | 0.99
2016-02-20 15:00 | 138033.8 | 50 | 150.4 | 200.4 | 0 | 200.4 | 560.32 | 3284.854 | 964 | 0 | 964 | 2320.854 | 3284.854 | -2320.854 | 9900 | 0 | -2582.0195 | 0.99
2016-02-20 16:00 | 138184.2 | 50 | 150.4 | 200.4 | 0 | 200.4 | 560.32 | 2804.3677 | 964 | 0 | 964 | 1840.3677 | 2804.3677 | -1840.3677 | 9900 | 0 | -2320.854 | 0.99
2016-02-20 17:00 | 138334.6 | 50 | 150.4 | 200.4 | 0 | 200.4 | 560.32 | 2191.7993 | 964 | 0 | 964 | 1227.7993 | 2191.7993 | -1227.7993 | 9900 | 0 | -1840.3677 | 0.99
2016-02-20 18:00 | 138485 | 50 | 150.4 | 200.4 | 0 | 200.4 | 560.32 | 1413.1536 | 964 | 0 | 964 | 449.1536 | 1413.1536 | -449.1536 | 9900 | 0 | -1227.7993 | 0.99
2016-02-20 19:00 | 138635.4 | 50 | -50 | 0 | 0 | 0 | 0 | 160.6667 | 0 | 0 | 0 | 160.6667 | 661.0647 | -661.0647 | 9900 | 0 | -449.1536 | 0.99
2016-02-20 20:00 | 138585.4 | 50 | -50 | 0 | 0 | 0 | 0 | 160.6667 | 0 | 0 | 0 | 160.6667 | 671.4445 | -671.4445 | 9900 | 0 | -661.0647 | 0.99
2016-02-20 21:00 | 138535.4 | 50 | -50 | 0 | 0 | 0 | 0 | 160.6667 | 0 | 0 | 0 | 160.6667 | 913.3441 | -913.3441 | 9900 | 0 | -671.4445 | 0.99
2016-02-20 22:00 | 138485.4 | 50 | -50 | 0 | 0 | 0 | 0 | 160.6667 | 0 | 0 | 0 | 160.6667 | 870.316 | -870.316 | 9900 | 0 | -913.3441 | 0.99
2016-02-20 23:00 | 138435.4 | 50 | -50 | 0 | 0 | 0 | 0 | 160.6667 | 0 | 0 | 0 | 160.6667 | 913.9827 | -913.9827 | 9900 | 0 | -870.316 | 0.99
2016-02-21 | 138385.4 | 50 | -50 | 0 | 0 | 0 | 0 | 160.6667 | 0 | 0 | 0 | 160.6667 | 771.9848 | -771.9848 | 9900 | 0 | -913.9827 | 0.99
2016-02-21 01:00 | 138335.4 | 50 | -50 | 0 | 0 | 0 | 0 | 160.6667 | 0 | 0 | 0 | 160.6667 | 753.3312 | -753.3312 | 9900 | 0 | -771.9848 | 0.99
2016-02-21 02:00 | 138285.4 | 50 | -50 | 0 | 0 | 0 | 0 | 160.6667 | 0 | 0 | 0 | 160.6667 | 900.8658 | -900.8658 | 9900 | 0 | -753.3312 | 0.99
2016-02-21 03:00 | 138235.4 | 50 | -50 | 0 | 0 | 0 | 0 | 160.6667 | 0 | 0 | 0 | 160.6667 | 514.3678 | -514.3678 | 9900 | 0 | -900.8658 | 0.99
2016-02-21 04:00 | 138185.4 | 50 | -50 | 0 | 0 | 0 | 0 | 160.6667 | 0 | 0 | 0 | 160.6667 | 644.5418 | -644.5418 | 9900 | 0 | -514.3678 | 0.99
2016-02-21 05:00 | 138135.4 | 50 | -16.6 | 33.4 | 0 | 33.4 | 93.3867 | 160.6667 | 160.6667 | 0 | 160.6667 | 2.8422e-14 | 438.1375 | -277.4709 | 9900 | 0 | -644.5418 | 0.99
2016-02-21 06:00 | 138118.8 | 50 | -16.6 | 33.4 | 0 | 33.4 | 93.3867 | 160.6667 | 160.6667 | 0 | 160.6667 | 0 | 331.0664 | -170.3997 | 9900 | 0 | -277.4709 | 0.99
2016-02-21 07:00 | 138102.2 | 50 | -16.6 | 33.4 | 0 | 33.4 | 93.3867 | 160.6667 | 160.6667 | 0 | 160.6667 | 0 | 228.1274 | -67.4607 | 9900 | 0 | -170.3997 | 0.99
2016-02-21 08:00 | 138085.6 | 50 | -50 | 0 | 0 | 0 | 0 | 160.6667 | 0 | 0 | 0 | 160.6667 | 675.2956 | -675.2956 | 9900 | 0 | -67.4607 | 0.99
2016-02-21 09:00 | 138035.6 | 50 | 150.4 | 200.4 | 0 | 200.4 | 560.32 | 1455.2488 | 964 | 0 | 964 | 491.2488 | 1455.2488 | -491.2488 | 9900 | 0 | -675.2956 | 0.99
2016-02-21 10:00 | 138186 | 50 | 150.4 | 200.4 | 0 | 200.4 | 560.32 | 2057.4148 | 964 | 0 | 964 | 1093.4148 | 2057.4148 | -1093.4148 | 9900 | 0 | -491.2488 | 0.99
2016-02-21 11:00 | 138336.4 | 50 | 150.4 | 200.4 | 0 | 200.4 | 560.32 | 2624.9332 | 964 | 0 | 964 | 1660.9332 | 2624.9332 | -1660.9332 | 9900 | 0 | -1093.4148 | 0.99
2016-02-21 12:00 | 138486.8 | 50 | 150.4 | 200.4 | 0 | 200.4 | 560.32 | 2934.8221 | 964 | 0 | 964 | 1970.8221 | 2934.8221 | -1970.8221 | 9900 | 0 | -1660.9332 | 0.99
2016-02-21 13:00 | 138637.2 | 50 | 150.4 | 200.4 | 0 | 200.4 | 560.32 | 2998.1067 | 964 | 0 | 964 | 2034.1067 | 2998.1067 | -2034.1067 | 9900 | 0 | -1970.8221 | 0.99
2016-02-21 14:00 | 138787.6 | 50 | 150.4 | 200.4 | 0 | 200.4 | 560.32 | 3023.7771 | 964 | 0 | 964 | 2059.7771 | 3023.7771 | -2059.7771 | 9900 | 0 | -2034.1067 | 0.99
2016-02-21 15:00 | 138938 | 50 | 150.4 | 200.4 | 0 | 200.4 | 560.32 | 2702.6835 | 964 | 0 | 964 | 1738.6835 | 2702.6835 | -1738.6835 | 9900 | 0 | -2059.7771 | 0.99
2016-02-21 16:00 | 139088.4 | 50 | 150.4 | 200.4 | 0 | 200.4 | 560.32 | 2266.8036 | 964 | 0 | 964 | 1302.8036 | 2266.8036 | -1302.8036 | 9900 | 0 | -1738.6835 | 0.99
2016-02-21 17:00 | 139238.8 | 50 | 150.4 | 200.4 | 0 | 200.4 | 560.32 | 1510.1346 | 964 | 0 | 964 | 546.1346 | 1510.1346 | -546.1346 | 9900 | 0 | -1302.8036 | 0.99
2016-02-21 18:00 | 139389.2 | 50 | 150.4 | 200.4 | 0 | 200.4 | 560.32 | 993.5129 | 964 | 0 | 964 | 29.5129 | 993.5129 | -29.5129 | 9900 | 0 | -546.1346 | 0.99
2016-02-21 19:00 | 139539.6 | 50 | -16.6 | 33.4 | 0 | 33.4 | 93.3867 | 160.6667 | 160.6667 | 0 | 160.6667 | 2.8422e-14 | 444.6095 | -283.9429 | 9900 | 0 | -29.5129 | 0.99
2016-02-21 20:00 | 139523 | 50 | -16.6 | 33.4 | 0 | 33.4 | 93.3867 | 160.6667 | 160.6667 | 0 | 160.6667 | 0 | 361.6007 | -200.934 | 9900 | 0 | -283.9429 | 0.99
2016-02-21 21:00 | 139506.4 | 50 | -16.6 | 33.4 | 0 | 33.4 | 93.3867 | 160.6667 | 160.6667 | 0 | 160.6667 | 0 | 336.9967 | -176.3301 | 9900 | 0 | -200.934 | 0.99
2016-02-21 22:00 | 139489.8 | 50 | -16.6 | 33.4 | 0 | 33.4 | 93.3867 | 160.6667 | 160.6667 | 0 | 160.6667 | 0 | 209.0332 | -48.3666 | 9900 | 0 | -176.3301 | 0.99
2016-02-21 23:00 | 139473.2 | 50 | -16.6 | 33.4 | 0 | 33.4 | 93.3867 | 160.6667 | 160.6667 | 0 | 160.6667 | 0 | 175.3451 | -14.6785 | 9900 | 0 | -48.3666 | 0.99
2016-02-22 | 139456.6 | 50 | -16.6 | 33.4 | 0 | 33.4 | 93.3867 | 160.6667 | 160.6667 | 0 | 160.6667 | 0 | 281.0522 | -120.3855 | 9900 | 0 | -14.6785 | 0.99
2016-02-22 01:00 | 139440 | 50 | -16.6 | 33.4 | 0 | 33.4 | 93.3867 | 160.6667 | 160.6667 | 0 | 160.6667 | 0 | 209.1636 | -48.497 | 9900 | 0 | -120.3855 | 0.99
2016-02-22 02:00 | 139423.4 | 50 | -16.6 | 33.4 | 0 | 33.4 | 93.3867 | 160.6667 | 160.6667 | 0 | 160.6667 | 0 | 218.3438 | -57.6772 | 9900 | 0 | -48.497 | 0.99
2016-02-22 03:00 | 139406.8 | 50 | -16.6 | 33.4 | 0 | 33.4 | 93.3867 | 160.6667 | 160.6667 | 0 | 160.6667 | 0 | 301.9139 | -141.2472 | 9900 | 0 | -57.6772 | 0.99
2016-02-22 04:00 | 139390.2 | 50 | -16.6 | 33.4 | 0 | 33.4 | 93.3867 | 160.6667 | 160.6667 | 0 | 160.6667 | 0 | 401.5986 | -240.9319 | 9900 | 0 | -141.2472 | 0.99
2016-02-22 05:00 | 139373.6 | 50 | -16.6 | 33.4 | 0 | 33.4 | 93.3867 | 160.6667 | 160.6667 | 0 | 160.6667 | 0 | 294.2563 | -133.5896 | 9900 | 0 | -240.9319 | 0.99
2016-02-22 06:00 | 139357 | 50 | -16.6 | 33.4 | 0 | 33.4 | 93.3867 | 160.6667 | 160.6667 | 0 | 160.6667 | 0 | 107.7056 | 52.961 | 9900 | 0 | -133.5896 | 0.99
2016-02-22 07:00 | 139340.4 | 50 | -16.6 | 33.4 | 0 | 33.4 | 93.3867 | 160.6667 | 160.6667 | 0 | 160.6667 | 0 | 15.5896 | 145.0771 | 9852.3351 | 52.961 | 0 | 0.98523
2016-02-22 08:00 | 139323.8 | 50 | -16.6 | 33.4 | 0 | 33.4 | 93.3867 | 160.6667 | 160.6667 | 0 | 160.6667 | 2.8422e-14 | 470.1193 | -309.4527 | 9721.7657 | 145.0771 | 0 | 0.97218
2016-02-22 09:00 | 139307.2 | 50 | -50 | 0 | 0 | 0 | 0 | 160.6667 | 0 | 0 | 0 | 160.6667 | 561.9429 | -561.9429 | 9900 | -198.0381 | -507.4908 | 0.99
2016-02-22 10:00 | 139257.2 | 50 | 150.4 | 200.4 | 0 | 200.4 | 560.32 | 2085.7259 | 964 | 0 | 964 | 1121.7259 | 2085.7259 | -1121.7259 | 9900 | 0 | -561.9429 | 0.99
2016-02-22 11:00 | 139407.6 | 50 | 150.4 | 200.4 | 0 | 200.4 | 560.32 | 2793.2546 | 964 | 0 | 964 | 1829.2546 | 2793.2546 | -1829.2546 | 9900 | 0 | -1121.7259 | 0.99
2016-02-22 12:00 | 139558 | 50 | 150.4 | 200.4 | 0 | 200.4 | 560.32 | 3133.4055 | 964 | 0 | 964 | 2169.4055 | 3133.4055 | -2169.4055 | 9900 | 0 | -1829.2546 | 0.99
2016-02-22 13:00 | 139708.4 | 50 | 150.4 | 200.4 | 0 | 200.4 | 560.32 | 2303.1315 | 964 | 0 | 964 | 1339.1315 | 2303.1315 | -1339.1315 | 9900 | 0 | -2169.4055 | 0.99
2016-02-22 14:00 | 139858.8 | 50 | 150.4 | 200.4 | 0 | 200.4 | 560.32 | 2673.716 | 964 | 0 | 964 | 1709.716 | 2673.716 | -1709.716 | 9900 | 0 | -1339.1315 | 0.99
2016-02-22 15:00 | 140009.2 | 50 | 150.4 | 200.4 | 0 | 200.4 | 560.32 | 2494.5576 | 964 | 0 | 964 | 1530.5576 | 2494.5576 | -1530.5576 | 9900 | 0 | -1709.716 | 0.99
2016-02-22 16:00 | 140159.6 | 50 | 150.4 | 200.4 | 0 | 200.4 | 560.32 | 2023.211 | 964 | 0 | 964 | 1059.211 | 2023.211 | -1059.211 | 9900 | 0 | -1530.5576 | 0.99
2016-02-22 17:00 | 140310 | 50 | 150.4 | 200.4 | 0 | 200.4 | 560.32 | 1291.2024 | 964 | 0 | 964 | 327.2024 | 1291.2024 | -327.2024 | 9900 | 0 | -1059.211 | 0.99
2016-02-22 18:00 | 140460.4 | 50 | -50 | 0 | 0 | 0 | 0 | 160.6667 | 0 | 0 | 0 | 160.6667 | 564.4238 | -564.4238 | 9900 | 0 | -327.2024 | 0.99
2016-02-22 19:00 | 140410.4 | 50 | -16.6 | 33.4 | 0 | 33.4 | 93.3867 | 160.6667 | 160.6667 | 0 | 160.6667 | 0 | 5.5931 | 155.0736 | 9900 | 0 | -564.4238 | 0.99
2016-02-22 20:00 | 140393.8 | 50 | -16.6 | 33.4 | 0 | 33.4 | 93.3867 | 160.6667 | 160.6667 | 0 | 160.6667 | 0 | 0.083983 | 160.5827 | 9760.4338 | 155.0736 | 0 | 0.97604
2016-02-22 21:00 | 140377.2 | 50 | -16.6 | 33.4 | 0 | 33.4 | 93.3867 | 160.6667 | 160.6667 | 0 | 160.6667 | 0 | 0 | 160.6667 | 9615.9094 | 160.5827 | 0 | 0.96159
2016-02-22 22:00 | 140360.6 | 50 | -16.6 | 33.4 | 0 | 33.4 | 93.3867 | 160.6667 | 160.6667 | 0 | 160.6667 | 0 | 0.79538 | 159.8713 | 9471.3094 | 160.6667 | 0 | 0.94713
2016-02-22 23:00 | 140344 | 50 | -16.6 | 33.4 | 0 | 33.4 | 93.3867 | 160.6667 | 160.6667 | 0 | 160.6667 | 0 | 0 | 160.6667 | 9327.4252 | 159.8713 | 0 | 0.93274
2016-02-23 | 140327.4 | 50 | -16.6 | 33.4 | 0 | 33.4 | 93.3867 | 160.6667 | 160.6667 | 0 | 160.6667 | 0 | 0.1088 | 160.5579 | 9182.8252 | 160.6667 | 0 | 0.91828
2016-02-23 01:00 | 140310.8 | 50 | -16.6 | 33.4 | 0 | 33.4 | 93.3867 | 160.6667 | 160.6667 | 0 | 160.6667 | 0 | 0 | 160.6667 | 9038.3231 | 160.5579 | 0 | 0.90383
2016-02-23 02:00 | 140294.2 | 50 | -16.6 | 33.4 | 0 | 33.4 | 93.3867 | 160.6667 | 160.6667 | 0 | 160.6667 | 0 | 4.8369 | 155.8297 | 8893.7231 | 160.6667 | 0 | 0.88937
2016-02-23 03:00 | 140277.6 | 50 | -16.6 | 33.4 | 0 | 33.4 | 93.3867 | 160.6667 | 160.6667 | 0 | 160.6667 | 0 | 11.0494 | 149.6173 | 8753.4764 | 155.8297 | 0 | 0.87535
2016-02-23 04:00 | 140261 | 50 | -50 | 0 | 0 | 0 | 0 | 160.6667 | 0 | 0 | 0 | 160.6667 | 20.1929 | -20.1929 | 8618.8208 | 149.6173 | 0 | 0.86188
2016-02-23 05:00 | 140211 | 50 | -16.6 | 33.4 | 0 | 33.4 | 93.3867 | 160.6667 | 160.6667 | 0 | 160.6667 | 0 | 35.3586 | 125.3081 | 8636.9944 | -20.1929 | 0 | 0.8637
2016-02-23 06:00 | 140194.4 | 50 | -16.6 | 33.4 | 0 | 33.4 | 93.3867 | 160.6667 | 160.6667 | 0 | 160.6667 | 0 | 6.8306 | 153.8361 | 8524.2171 | 125.3081 | 0 | 0.85242
2016-02-23 07:00 | 140177.8 | 50 | -16.6 | 33.4 | 0 | 33.4 | 93.3867 | 160.6667 | 160.6667 | 0 | 160.6667 | 0 | 0 | 160.6667 | 8385.7647 | 153.8361 | 0 | 0.83858
2016-02-23 08:00 | 140161.2 | 50 | -50 | 0 | 0 | 0 | 0 | 160.6667 | 0 | 0 | 0 | 160.6667 | 447.6261 | -447.6261 | 8241.1647 | 160.6667 | 0 | 0.82412
2016-02-23 09:00 | 140111.2 | 50 | 150.4 | 200.4 | 0 | 200.4 | 560.32 | 1187.6702 | 964 | 0 | 964 | 223.6702 | 1187.6702 | -223.6702 | 8644.0281 | -447.6261 | 0 | 0.8644
2016-02-23 10:00 | 140261.6 | 50 | 150.4 | 200.4 | 0 | 200.4 | 560.32 | 1828.345 | 964 | 0 | 964 | 864.345 | 1828.345 | -864.345 | 8845.3314 | -223.6702 | 0 | 0.88453
2016-02-23 11:00 | 140412 | 50 | 150.4 | 200.4 | 0 | 200.4 | 560.32 | 2328.4552 | 964 | 0 | 964 | 1364.4552 | 2328.4552 | -1364.4552 | 9623.2418 | -864.345 | 0 | 0.96232
2016-02-23 12:00 | 140562.4 | 50 | 150.4 | 200.4 | 0 | 200.4 | 560.32 | 2650.7213 | 964 | 0 | 964 | 1686.7213 | 2650.7213 | -1686.7213 | 9900 | -307.5091 | -1671.9643 | 0.99
2016-02-23 13:00 | 140712.8 | 50 | 150.4 | 200.4 | 0 | 200.4 | 560.32 | 2770.5724 | 964 | 0 | 964 | 1806.5724 | 2770.5724 | -1806.5724 | 9900 | 0 | -1686.7213 | 0.99
2016-02-23 14:00 | 140863.2 | 50 | 150.4 | 200.4 | 0 | 200.4 | 560.32 | 2684.0365 | 964 | 0 | 964 | 1720.0365 | 2684.0365 | -1720.0365 | 9900 | 0 | -1806.5724 | 0.99
2016-02-23 15:00 | 141013.6 | 50 | 150.4 | 200.4 | 0 | 200.4 | 560.32 | 1428.2071 | 964 | 0 | 964 | 464.2071 | 1428.2071 | -464.2071 | 9900 | 0 | -1720.0365 | 0.99
2016-02-23 16:00 | 141164 | 50 | 150.4 | 200.4 | 0 | 200.4 | 560.32 | 1975.0767 | 964 | 0 | 964 | 1011.0767 | 1975.0767 | -1011.0767 | 9900 | 0 | -464.2071 | 0.99
2016-02-23 17:00 | 141314.4 | 50 | 150.4 | 200.4 | 0 | 200.4 | 560.32 | 1323.6234 | 964 | 0 | 964 | 359.6234 | 1323.6234 | -359.6234 | 9900 | 0 | -1011.0767 | 0.99
2016-02-23 18:00 | 141464.8 | 50 | -50 | 0 | 0 | 0 | 0 | 160.6667 | 0 | 0 | 0 | 160.6667 | 588.81 | -588.81 | 9900 | 0 | -359.6234 | 0.99
2016-02-23 19:00 | 141414.8 | 50 | -16.6 | 33.4 | 0 | 33.4 | 93.3867 | 160.6667 | 160.6667 | 0 | 160.6667 | 0 | 7.7977 | 152.869 | 9900 | 0 | -588.81 | 0.99
2016-02-23 20:00 | 141398.2 | 50 | -16.6 | 33.4 | 0 | 33.4 | 93.3867 | 160.6667 | 160.6667 | 0 | 160.6667 | 0 | 12.5436 | 148.1231 | 9762.4179 | 152.869 | 0 | 0.97624
2016-02-23 21:00 | 141381.6 | 50 | -50 | 0 | 0 | 0 | 0 | 160.6667 | 0 | 0 | 0 | 160.6667 | 24.1794 | -24.1794 | 9629.1071 | 148.1231 | 0 | 0.96291
2016-02-23 22:00 | 141331.6 | 50 | -50 | 0 | 0 | 0 | 0 | 160.6667 | 0 | 0 | 0 | 160.6667 | 23.2828 | -23.2828 | 9650.8686 | -24.1794 | 0 | 0.96509
2016-02-23 23:00 | 141281.6 | 50 | -16.6 | 33.4 | 0 | 33.4 | 93.3867 | 160.6667 | 160.6667 | 0 | 160.6667 | 0 | 36.4958 | 124.1708 | 9671.8231 | -23.2828 | 0 | 0.96718
2016-02-24 | 141265 | 50 | -16.6 | 33.4 | 0 | 33.4 | 93.3867 | 160.6667 | 160.6667 | 0 | 160.6667 | 0 | 21.7146 | 138.9521 | 9560.0694 | 124.1708 | 0 | 0.95601
2016-02-24 01:00 | 141248.4 | 50 | -16.6 | 33.4 | 0 | 33.4 | 93.3867 | 160.6667 | 160.6667 | 0 | 160.6667 | 0 | 36.1628 | 124.5038 | 9435.0125 | 138.9521 | 0 | 0.9435
2016-02-24 02:00 | 141231.8 | 50 | -16.6 | 33.4 | 0 | 33.4 | 93.3867 | 160.6667 | 160.6667 | 0 | 160.6667 | 0 | 23.4528 | 137.2139 | 9322.959 | 124.5038 | 0 | 0.9323
2016-02-24 03:00 | 141215.2 | 50 | -16.6 | 33.4 | 0 | 33.4 | 93.3867 | 160.6667 | 160.6667 | 0 | 160.6667 | 0 | 10.8163 | 149.8504 | 9199.4666 | 137.2139 | 0 | 0.91995
2016-02-24 04:00 | 141198.6 | 50 | -16.6 | 33.4 | 0 | 33.4 | 93.3867 | 160.6667 | 160.6667 | 0 | 160.6667 | 0 | 13.9747 | 146.6919 | 9064.6012 | 149.8504 | 0 | 0.90646
2016-02-24 05:00 | 141182 | 50 | -16.6 | 33.4 | 0 | 33.4 | 93.3867 | 160.6667 | 160.6667 | 0 | 160.6667 | 0 | 21.0154 | 139.6512 | 8932.5785 | 146.6919 | 0 | 0.89326
2016-02-24 06:00 | 141165.4 | 50 | -16.6 | 33.4 | 0 | 33.4 | 93.3867 | 160.6667 | 160.6667 | 0 | 160.6667 | 0 | 17.2264 | 143.4403 | 8806.8924 | 139.6512 | 0 | 0.88069
2016-02-24 07:00 | 141148.8 | 50 | -16.6 | 33.4 | 0 | 33.4 | 93.3867 | 160.6667 | 160.6667 | 0 | 160.6667 | 0 | 8.2857 | 152.381 | 8677.7961 | 143.4403 | 0 | 0.86778
2016-02-24 08:00 | 141132.2 | 50 | -50 | 0 | 0 | 0 | 0 | 160.6667 | 0 | 0 | 0 | 160.6667 | 466.7316 | -466.7316 | 8540.6533 | 152.381 | 0 | 0.85407
2016-02-24 09:00 | 141082.2 | 50 | 150.4 | 200.4 | 0 | 200.4 | 560.32 | 1204.6698 | 964 | 0 | 964 | 240.6698 | 1204.6698 | -240.6698 | 8960.7117 | -466.7316 | 0 | 0.89607
2016-02-24 10:00 | 141232.6 | 50 | 150.4 | 200.4 | 0 | 200.4 | 560.32 | 1844.5677 | 964 | 0 | 964 | 880.5677 | 1844.5677 | -880.5677 | 9177.3145 | -240.6698 | 0 | 0.91773
2016-02-24 11:00 | 141383 | 50 | 150.4 | 200.4 | 0 | 200.4 | 560.32 | 2352.5 | 964 | 0 | 964 | 1388.5 | 2352.5 | -1388.5 | 9900 | -802.9839 | -1683.5516 | 0.99
2016-02-24 12:00 | 141533.4 | 50 | 150.4 | 200.4 | 0 | 200.4 | 560.32 | 2680.5354 | 964 | 0 | 964 | 1716.5354 | 2680.5354 | -1716.5354 | 9900 | 0 | -1388.5 | 0.99
2016-02-24 13:00 | 141683.8 | 50 | 150.4 | 200.4 | 0 | 200.4 | 560.32 | 1999.208 | 964 | 0 | 964 | 1035.208 | 1999.208 | -1035.208 | 9900 | 0 | -1716.5354 | 0.99
2016-02-24 14:00 | 141834.2 | 50 | 150.4 | 200.4 | 0 | 200.4 | 560.32 | 2706.6275 | 964 | 0 | 964 | 1742.6275 | 2706.6275 | -1742.6275 | 9900 | 0 | -1035.208 | 0.99
2016-02-24 15:00 | 141984.6 | 50 | 150.4 | 200.4 | 0 | 200.4 | 560.32 | 2416.3639 | 964 | 0 | 964 | 1452.3639 | 2416.3639 | -1452.3639 | 9900 | 0 | -1742.6275 | 0.99
2016-02-24 16:00 | 142135 | 50 | 150.4 | 200.4 | 0 | 200.4 | 560.32 | 1939.9825 | 964 | 0 | 964 | 975.9825 | 1939.9825 | -975.9825 | 9900 | 0 | -1452.3639 | 0.99
2016-02-24 17:00 | 142285.4 | 50 | 150.4 | 200.4 | 0 | 200.4 | 560.32 | 1312.292 | 964 | 0 | 964 | 348.292 | 1312.292 | -348.292 | 9900 | 0 | -975.9825 | 0.99
2016-02-24 18:00 | 142435.8 | 50 | -50 | 0 | 0 | 0 | 0 | 160.6667 | 0 | 0 | 0 | 160.6667 | 583.8968 | -583.8968 | 9900 | 0 | -348.292 | 0.99
2016-02-24 19:00 | 142385.8 | 50 | -16.6 | 33.4 | 0 | 33.4 | 93.3867 | 160.6667 | 160.6667 | 0 | 160.6667 | 0 | 0.062771 | 160.6039 | 9900 | 0 | -583.8968 | 0.99
2016-02-24 20:00 | 142369.2 | 50 | -16.6 | 33.4 | 0 | 33.4 | 93.3867 | 160.6667 | 160.6667 | 0 | 160.6667 | 0 | 0 | 160.6667 | 9755.4565 | 160.6039 | 0 | 0.97555
2016-02-24 21:00 | 142352.6 | 50 | -16.6 | 33.4 | 0 | 33.4 | 93.3867 | 160.6667 | 160.6667 | 0 | 160.6667 | 0 | 0 | 160.6667 | 9610.8565 | 160.6667 | 0 | 0.96109
2016-02-24 22:00 | 142336 | 50 | -16.6 | 33.4 | 0 | 33.4 | 93.3867 | 160.6667 | 160.6667 | 0 | 160.6667 | 0 | 0 | 160.6667 | 9466.2565 | 160.6667 | 0 | 0.94663
2016-02-24 23:00 | 142319.4 | 50 | -16.6 | 33.4 | 0 | 33.4 | 93.3867 | 160.6667 | 160.6667 | 0 | 160.6667 | 0 | 0 | 160.6667 | 9321.6565 | 160.6667 | 0 | 0.93217
2016-02-25 | 142302.8 | 50 | -16.6 | 33.4 | 0 | 33.4 | 93.3867 | 160.6667 | 160.6667 | 0 | 160.6667 | 0 | 0.1974 | 160.4693 | 9177.0565 | 160.6667 | 0 | 0.91771
2016-02-25 01:00 | 142286.2 | 50 | -16.6 | 33.4 | 0 | 33.4 | 93.3867 | 160.6667 | 160.6667 | 0 | 160.6667 | 0 | 3.9654 | 156.7013 | 9032.6342 | 160.4693 | 0 | 0.90326
2016-02-25 02:00 | 142269.6 | 50 | -50 | 0 | 0 | 0 | 0 | 160.6667 | 0 | 0 | 0 | 160.6667 | 14.0433 | -14.0433 | 8891.603 | 156.7013 | 0 | 0.88916
2016-02-25 03:00 | 142219.6 | 50 | -16.6 | 33.4 | 0 | 33.4 | 93.3867 | 160.6667 | 160.6667 | 0 | 160.6667 | 0 | 5.2398 | 155.4268 | 8904.2419 | -14.0433 | 0 | 0.89042
2016-02-25 04:00 | 142203 | 50 | -16.6 | 33.4 | 0 | 33.4 | 93.3867 | 160.6667 | 160.6667 | 0 | 160.6667 | 0 | 3.0199 | 157.6468 | 8764.3578 | 155.4268 | 0 | 0.87644
2016-02-25 05:00 | 142186.4 | 50 | -16.6 | 33.4 | 0 | 33.4 | 93.3867 | 160.6667 | 160.6667 | 0 | 160.6667 | 0 | 32.8895 | 127.7772 | 8622.4757 | 157.6468 | 0 | 0.86225
2016-02-25 06:00 | 142169.8 | 50 | -50 | 0 | 0 | 0 | 0 | 160.6667 | 0 | 0 | 0 | 160.6667 | 19.1675 | -19.1675 | 8507.4762 | 127.7772 | 0 | 0.85075
2016-02-25 07:00 | 142119.8 | 50 | -16.6 | 33.4 | 0 | 33.4 | 93.3867 | 160.6667 | 160.6667 | 0 | 160.6667 | 0 | 19.1264 | 141.5403 | 8524.727 | -19.1675 | 0 | 0.85247
2016-02-25 08:00 | 142103.2 | 50 | -50 | 0 | 0 | 0 | 0 | 160.6667 | 0 | 0 | 0 | 160.6667 | 491.2412 | -491.2412 | 8397.3408 | 141.5403 | 0 | 0.83973
2016-02-25 09:00 | 142053.2 | 50 | 150.4 | 200.4 | 0 | 200.4 | 560.32 | 1220.9037 | 964 | 0 | 964 | 256.9037 | 1220.9037 | -256.9037 | 8839.4579 | -491.2412 | 0 | 0.88395
2016-02-25 10:00 | 142203.6 | 50 | 150.4 | 200.4 | 0 | 200.4 | 560.32 | 1863.2215 | 964 | 0 | 964 | 899.2215 | 1863.2215 | -899.2215 | 9070.6712 | -256.9037 | 0 | 0.90707
2016-02-25 11:00 | 142354 | 50 | 150.4 | 200.4 | 0 | 200.4 | 560.32 | 2359.1793 | 964 | 0 | 964 | 1395.1793 | 2359.1793 | -1395.1793 | 9879.9706 | -899.2215 | 0 | 0.988
2016-02-25 12:00 | 142504.4 | 50 | 150.4 | 200.4 | 0 | 200.4 | 560.32 | 2678.3335 | 964 | 0 | 964 | 1714.3335 | 2678.3335 | -1714.3335 | 9900 | -22.2549 | -1417.4342 | 0.99
2016-02-25 13:00 | 142654.8 | 50 | 150.4 | 200.4 | 0 | 200.4 | 560.32 | 1682.0744 | 964 | 0 | 964 | 718.0744 | 1682.0744 | -718.0744 | 9900 | 0 | -1714.3335 | 0.99
2016-02-25 14:00 | 142805.2 | 50 | 150.4 | 200.4 | 0 | 200.4 | 560.32 | 2709.7908 | 964 | 0 | 964 | 1745.7908 | 2709.7908 | -1745.7908 | 9900 | 0 | -718.0744 | 0.99
2016-02-25 15:00 | 142955.6 | 50 | 150.4 | 200.4 | 0 | 200.4 | 560.32 | 2420.4315 | 964 | 0 | 964 | 1456.4315 | 2420.4315 | -1456.4315 | 9900 | 0 | -1745.7908 | 0.99
2016-02-25 16:00 | 143106 | 50 | 150.4 | 200.4 | 0 | 200.4 | 560.32 | 1951.1724 | 964 | 0 | 964 | 987.1724 | 1951.1724 | -987.1724 | 9900 | 0 | -1456.4315 | 0.99
2016-02-25 17:00 | 143256.4 | 50 | 150.4 | 200.4 | 0 | 200.4 | 560.32 | 1338.4087 | 964 | 0 | 964 | 374.4087 | 1338.4087 | -374.4087 | 9900 | 0 | -987.1724 | 0.99
2016-02-25 18:00 | 143406.8 | 50 | -50 | 0 | 0 | 0 | 0 | 160.6667 | 0 | 0 | 0 | 160.6667 | 622.9546 | -622.9546 | 9900 | 0 | -374.4087 | 0.99
2016-02-25 19:00 | 143356.8 | 50 | -16.6 | 33.4 | 0 | 33.4 | 93.3867 | 160.6667 | 160.6667 | 0 | 160.6667 | 0 | 23.4857 | 137.181 | 9900 | 0 | -622.9546 | 0.99
2016-02-25 20:00 | 143340.2 | 50 | -16.6 | 33.4 | 0 | 33.4 | 93.3867 | 160.6667 | 160.6667 | 0 | 160.6667 | 0 | 26.5425 | 134.1242 | 9776.5371 | 137.181 | 0 | 0.97765
2016-02-25 21:00 | 143323.6 | 50 | -16.6 | 33.4 | 0 | 33.4 | 93.3867 | 160.6667 | 160.6667 | 0 | 160.6667 | 0 | 22.0052 | 138.6615 | 9655.8254 | 134.1242 | 0 | 0.96558
2016-02-25 22:00 | 143307 | 50 | -16.6 | 33.4 | 0 | 33.4 | 93.3867 | 160.6667 | 160.6667 | 0 | 160.6667 | 0 | 7.0661 | 153.6006 | 9531.0301 | 138.6615 | 0 | 0.9531
2016-02-25 23:00 | 143290.4 | 50 | -16.6 | 33.4 | 0 | 33.4 | 93.3867 | 160.6667 | 160.6667 | 0 | 160.6667 | 0 | 7.462 | 153.2046 | 9392.7895 | 153.6006 | 0 | 0.93928
2016-02-26 | 143273.8 | 50 | -16.6 | 33.4 | 0 | 33.4 | 93.3867 | 160.6667 | 160.6667 | 0 | 160.6667 | 0 | 0.77071 | 159.896 | 9254.9054 | 153.2046 | 0 | 0.92549
2016-02-26 01:00 | 143257.2 | 50 | -16.6 | 33.4 | 0 | 33.4 | 93.3867 | 160.6667 | 160.6667 | 0 | 160.6667 | 0 | 0.11443 | 160.5522 | 9110.999 | 159.896 | 0 | 0.9111
2016-02-26 02:00 | 143240.6 | 50 | -16.6 | 33.4 | 0 | 33.4 | 93.3867 | 160.6667 | 160.6667 | 0 | 160.6667 | 0 | 0.49379 | 160.1729 | 8966.502 | 160.5522 | 0 | 0.89665
2016-02-26 03:00 | 143224 | 50 | -16.6 | 33.4 | 0 | 33.4 | 93.3867 | 160.6667 | 160.6667 | 0 | 160.6667 | 0 | 0.83997 | 159.8267 | 8822.3464 | 160.1729 | 0 | 0.88223
2016-02-26 04:00 | 143207.4 | 50 | -16.6 | 33.4 | 0 | 33.4 | 93.3867 | 160.6667 | 160.6667 | 0 | 160.6667 | 0 | 0.76205 | 159.9046 | 8678.5024 | 159.8267 | 0 | 0.86785
2016-02-26 05:00 | 143190.8 | 50 | -16.6 | 33.4 | 0 | 33.4 | 93.3867 | 160.6667 | 160.6667 | 0 | 160.6667 | 0 | 0.68499 | 159.9817 | 8534.5882 | 159.9046 | 0 | 0.85346
2016-02-26 06:00 | 143174.2 | 50 | -16.6 | 33.4 | 0 | 33.4 | 93.3867 | 160.6667 | 160.6667 | 0 | 160.6667 | 0 | 0.27013 | 160.3965 | 8390.6047 | 159.9817 | 0 | 0.83906
2016-02-26 07:00 | 143157.6 | 50 | -16.6 | 33.4 | 0 | 33.4 | 93.3867 | 160.6667 | 160.6667 | 0 | 160.6667 | 0 | 0 | 160.6667 | 8246.2478 | 160.3965 | 0 | 0.82462
2016-02-26 08:00 | 143141 | 50 | -16.6 | 33.4 | 0 | 33.4 | 93.3867 | 160.6667 | 160.6667 | 0 | 160.6667 | 2.8422e-14 | 486.6283 | -325.9617 | 8101.6478 | 160.6667 | 0 | 0.81016
2016-02-26 09:00 | 143124.4 | 50 | 150.4 | 200.4 | 0 | 200.4 | 560.32 | 1228.4889 | 964 | 0 | 964 | 264.4889 | 1228.4889 | -264.4889 | 8395.0134 | -325.9617 | 0 | 0.8395
2016-02-26 10:00 | 143274.8 | 50 | 150.4 | 200.4 | 0 | 200.4 | 560.32 | 1869.9204 | 964 | 0 | 964 | 905.9204 | 1869.9204 | -905.9204 | 8633.0534 | -264.4889 | 0 | 0.86331
2016-02-26 11:00 | 143425.2 | 50 | 150.4 | 200.4 | 0 | 200.4 | 560.32 | 2373.9926 | 964 | 0 | 964 | 1409.9926 | 2373.9926 | -1409.9926 | 9448.3818 | -905.9204 | 0 | 0.94484
2016-02-26 12:00 | 143575.6 | 50 | 150.4 | 200.4 | 0 | 200.4 | 560.32 | 2696.8307 | 964 | 0 | 964 | 1732.8307 | 2696.8307 | -1732.8307 | 9900 | -501.798 | -1911.7906 | 0.99
2016-02-26 13:00 | 143726 | 50 | 150.4 | 200.4 | 0 | 200.4 | 560.32 | 1897.6627 | 964 | 0 | 964 | 933.6627 | 1897.6627 | -933.6627 | 9900 | 0 | -1732.8307 | 0.99
2016-02-26 14:00 | 143876.4 | 50 | 150.4 | 200.4 | 0 | 200.4 | 560.32 | 2795.5738 | 964 | 0 | 964 | 1831.5738 | 2795.5738 | -1831.5738 | 9900 | 0 | -933.6627 | 0.99
2016-02-26 15:00 | 144026.8 | 50 | 150.4 | 200.4 | 0 | 200.4 | 560.32 | 2519.1715 | 964 | 0 | 964 | 1555.1715 | 2519.1715 | -1555.1715 | 9900 | 0 | -1831.5738 | 0.99
2016-02-26 16:00 | 144177.2 | 50 | 150.4 | 200.4 | 0 | 200.4 | 560.32 | 2031.5982 | 964 | 0 | 964 | 1067.5982 | 2031.5982 | -1067.5982 | 9900 | 0 | -1555.1715 | 0.99
2016-02-26 17:00 | 144327.6 | 50 | 150.4 | 200.4 | 0 | 200.4 | 560.32 | 1376.4635 | 964 | 0 | 964 | 412.4635 | 1376.4635 | -412.4635 | 9900 | 0 | -1067.5982 | 0.99
2016-02-26 18:00 | 144478 | 50 | -50 | 0 | 0 | 0 | 0 | 160.6667 | 0 | 0 | 0 | 160.6667 | 453.3209 | -453.3209 | 9900 | 0 | -412.4635 | 0.99
2016-02-26 19:00 | 144428 | 50 | -16.6 | 33.4 | 0 | 33.4 | 93.3867 | 160.6667 | 160.6667 | 0 | 160.6667 | 0 | 108.3059 | 52.3607 | 9900 | 0 | -453.3209 | 0.99
2016-02-26 20:00 | 144411.4 | 50 | -16.6 | 33.4 | 0 | 33.4 | 93.3867 | 160.6667 | 160.6667 | 0 | 160.6667 | 0 | 257.5596 | -96.893 | 9852.8753 | 52.3607 | 0 | 0.98529
2016-02-26 21:00 | 144394.8 | 50 | -16.6 | 33.4 | 0 | 33.4 | 93.3867 | 160.6667 | 160.6667 | 0 | 160.6667 | 0 | 385.1492 | -224.4825 | 9900 | -52.3607 | -149.2537 | 0.99
2016-02-26 22:00 | 144378.2 | 50 | -50 | 0 | 0 | 0 | 0 | 160.6667 | 0 | 0 | 0 | 160.6667 | 547.999 | -547.999 | 9900 | 0 | -224.4825 | 0.99
2016-02-26 23:00 | 144328.2 | 50 | -50 | 0 | 0 | 0 | 0 | 160.6667 | 0 | 0 | 0 | 160.6667 | 732.1724 | -732.1724 | 9900 | 0 | -547.999 | 0.99
2016-02-27 | 144278.2 | 50 | -50 | 0 | 0 | 0 | 0 | 160.6667 | 0 | 0 | 0 | 160.6667 | 733.6263 | -733.6263 | 9900 | 0 | -732.1724 | 0.99
2016-02-27 01:00 | 144228.2 | 50 | -50 | 0 | 0 | 0 | 0 | 160.6667 | 0 | 0 | 0 | 160.6667 | 723.6956 | -723.6956 | 9900 | 0 | -733.6263 | 0.99
2016-02-27 02:00 | 144178.2 | 50 | 150.4 | 200.4 | 0 | 200.4 | 560.32 | 1000 | 964 | 0 | 964 | 36 | 1000 | -36 | 9900 | 0 | -723.6956 | 0.99
2016-02-27 03:00 | 144328.6 | 50 | 150.4 | 200.4 | 0 | 200.4 | 560.32 | 1000 | 964 | 0 | 964 | 36 | 1000 | -36 | 9900 | 0 | -36 | 0.99
2016-02-27 04:00 | 144479 | 50 | 150.4 | 200.4 | 0 | 200.4 | 560.32 | 1000 | 964 | 0 | 964 | 36 | 1000 | -36 | 9900 | 0 | -36 | 0.99
2016-02-27 05:00 | 144629.4 | 50 | 150.4 | 200.4 | 0 | 200.4 | 560.32 | 1000 | 964 | 0 | 964 | 36 | 1000 | -36 | 9900 | 0 | -36 | 0.99
2016-02-27 06:00 | 144779.8 | 50 | 150.4 | 200.4 | 0 | 200.4 | 560.32 | 1000 | 964 | 0 | 964 | 36 | 1000 | -36 | 9900 | 0 | -36 | 0.99
2016-02-27 07:00 | 144930.2 | 50 | 150.4 | 200.4 | 0 | 200.4 | 560.32 | 1000 | 964 | 0 | 964 | 36 | 1000 | -36 | 9900 | 0 | -36 | 0.99
2016-02-27 08:00 | 145080.6 | 50 | 150.4 | 200.4 | 0 | 200.4 | 560.32 | 1500.0019 | 964 | 0 | 964 | 536.0019 | 1500.0019 | -536.0019 | 9900 | 0 | -36 | 0.99
2016-02-27 09:00 | 145231 | 50 | 150.4 | 200.4 | 0 | 200.4 | 560.32 | 2242.3854 | 964 | 0 | 964 | 1278.3854 | 2242.3854 | -1278.3854 | 9900 | 0 | -536.0019 | 0.99
2016-02-27 10:00 | 145381.4 | 50 | 150.4 | 200.4 | 0 | 200.4 | 560.32 | 2880.3028 | 964 | 0 | 964 | 1916.3028 | 2880.3028 | -1916.3028 | 9900 | 0 | -1278.3854 | 0.99
2016-02-27 11:00 | 145531.8 | 50 | 150.4 | 200.4 | 0 | 200.4 | 560.32 | 2941.137 | 964 | 0 | 964 | 1977.137 | 2941.137 | -1977.137 | 9900 | 0 | -1916.3028 | 0.99
2016-02-27 12:00 | 145682.2 | 50 | 150.4 | 200.4 | 0 | 200.4 | 560.32 | 3024.108 | 964 | 0 | 964 | 2060.108 | 3024.108 | -2060.108 | 9900 | 0 | -1977.137 | 0.99
2016-02-27 13:00 | 145832.6 | 50 | 150.4 | 200.4 | 0 | 200.4 | 560.32 | 2962.2187 | 964 | 0 | 964 | 1998.2187 | 2962.2187 | -1998.2187 | 9900 | 0 | -2060.108 | 0.99
2016-02-27 14:00 | 145983 | 50 | 150.4 | 200.4 | 0 | 200.4 | 560.32 | 2852.5086 | 964 | 0 | 964 | 1888.5086 | 2852.5086 | -1888.5086 | 9900 | 0 | -1998.2187 | 0.99
2016-02-27 15:00 | 146133.4 | 50 | 150.4 | 200.4 | 0 | 200.4 | 560.32 | 2541.5779 | 964 | 0 | 964 | 1577.5779 | 2541.5779 | -1577.5779 | 9900 | 0 | -1888.5086 | 0.99
2016-02-27 16:00 | 146283.8 | 50 | 150.4 | 200.4 | 0 | 200.4 | 560.32 | 1969.9845 | 964 | 0 | 964 | 1005.9845 | 1969.9845 | -1005.9845 | 9900 | 0 | -1577.5779 | 0.99
2016-02-27 17:00 | 146434.2 | 50 | 150.4 | 200.4 | 0 | 200.4 | 560.32 | 1600.3406 | 964 | 0 | 964 | 636.3406 | 1600.3406 | -636.3406 | 9900 | 0 | -1005.9845 | 0.99
2016-02-27 18:00 | 146584.6 | 50 | 150.4 | 200.4 | 0 | 200.4 | 560.32 | 997.3308 | 964 | 0 | 964 | 33.3308 | 997.3308 | -33.3308 | 9900 | 0 | -636.3406 | 0.99
2016-02-27 19:00 | 146735 | 50 | -16.6 | 33.4 | 0 | 33.4 | 93.3867 | 160.6667 | 160.6667 | 0 | 160.6667 | 0 | 337.6108 | -176.9442 | 9900 | 0 | -33.3308 | 0.99
2016-02-27 20:00 | 146718.4 | 50 | -50 | 0 | 0 | 0 | 0 | 160.6667 | 0 | 0 | 0 | 160.6667 | 514.559 | -514.559 | 9900 | 0 | -176.9442 | 0.99
2016-02-27 21:00 | 146668.4 | 50 | -16.6 | 33.4 | 0 | 33.4 | 93.3867 | 160.6667 | 160.6667 | 0 | 160.6667 | 0 | 265.843 | -105.1763 | 9900 | 0 | -514.559 | 0.99
2016-02-27 22:00 | 146651.8 | 50 | -16.6 | 33.4 | 0 | 33.4 | 93.3867 | 160.6667 | 160.6667 | 0 | 160.6667 | 0 | 192.5153 | -31.8486 | 9900 | 0 | -105.1763 | 0.99
2016-02-27 23:00 | 146635.2 | 50 | -16.6 | 33.4 | 0 | 33.4 | 93.3867 | 160.6667 | 160.6667 | 0 | 160.6667 | 0 | 167.0996 | -6.4329 | 9900 | 0 | -31.8486 | 0.99
2016-02-28 | 146618.6 | 50 | -16.6 | 33.4 | 0 | 33.4 | 93.3867 | 160.6667 | 160.6667 | 0 | 160.6667 | 0 | 223.8064 | -63.1397 | 9900 | 0 | -6.4329 | 0.99
2016-02-28 01:00 | 146602 | 50 | -16.6 | 33.4 | 0 | 33.4 | 93.3867 | 160.6667 | 160.6667 | 0 | 160.6667 | 0 | 180.4326 | -19.7659 | 9900 | 0 | -63.1397 | 0.99
2016-02-28 02:00 | 146585.4 | 50 | -16.6 | 33.4 | 0 | 33.4 | 93.3867 | 160.6667 | 160.6667 | 0 | 160.6667 | 0 | 260.7393 | -100.0726 | 9900 | 0 | -19.7659 | 0.99
2016-02-28 03:00 | 146568.8 | 50 | -16.6 | 33.4 | 0 | 33.4 | 93.3867 | 160.6667 | 160.6667 | 0 | 160.6667 | 0 | 94.6751 | 65.9916 | 9900 | 0 | -100.0726 | 0.99
2016-02-28 04:00 | 146552.2 | 50 | -16.6 | 33.4 | 0 | 33.4 | 93.3867 | 160.6667 | 160.6667 | 0 | 160.6667 | 0 | 58.4108 | 102.2559 | 9840.6076 | 65.9916 | 0 | 0.98406
2016-02-28 05:00 | 146535.6 | 50 | -16.6 | 33.4 | 0 | 33.4 | 93.3867 | 160.6667 | 160.6667 | 0 | 160.6667 | 0 | 34.2828 | 126.3838 | 9748.5773 | 102.2559 | 0 | 0.97486
2016-02-28 06:00 | 146519 | 50 | -16.6 | 33.4 | 0 | 33.4 | 93.3867 | 160.6667 | 160.6667 | 0 | 160.6667 | 0 | 5.2537 | 155.413 | 9634.8318 | 126.3838 | 0 | 0.96348
2016-02-28 07:00 | 146502.4 | 50 | -16.6 | 33.4 | 0 | 33.4 | 93.3867 | 160.6667 | 160.6667 | 0 | 160.6667 | 0 | 0.3645 | 160.3022 | 9494.9602 | 155.413 | 0 | 0.9495
2016-02-28 08:00 | 146485.8 | 50 | -16.6 | 33.4 | 0 | 33.4 | 93.3867 | 160.6667 | 160.6667 | 0 | 160.6667 | 0 | 227.4078 | -66.7411 | 9350.6882 | 160.3022 | 0 | 0.93507
2016-02-28 09:00 | 146469.2 | 50 | 150.4 | 200.4 | 0 | 200.4 | 560.32 | 1256.4137 | 964 | 0 | 964 | 292.4137 | 1256.4137 | -292.4137 | 9410.7552 | -66.7411 | 0 | 0.94108
2016-02-28 10:00 | 146619.6 | 50 | 150.4 | 200.4 | 0 | 200.4 | 560.32 | 1899.0574 | 964 | 0 | 964 | 935.0574 | 1899.0574 | -935.0574 | 9673.9276 | -292.4137 | 0 | 0.96739
2016-02-28 11:00 | 146770 | 50 | 150.4 | 200.4 | 0 | 200.4 | 560.32 | 2401.2869 | 964 | 0 | 964 | 1437.2869 | 2401.2869 | -1437.2869 | 9900 | -251.1916 | -1186.2489 | 0.99
2016-02-28 12:00 | 146920.4 | 50 | 150.4 | 200.4 | 0 | 200.4 | 560.32 | 2729.0154 | 964 | 0 | 964 | 1765.0154 | 2729.0154 | -1765.0154 | 9900 | 0 | -1437.2869 | 0.99
2016-02-28 13:00 | 147070.8 | 50 | 150.4 | 200.4 | 0 | 200.4 | 560.32 | 2866.6425 | 964 | 0 | 964 | 1902.6425 | 2866.6425 | -1902.6425 | 9900 | 0 | -1765.0154 | 0.99
2016-02-28 14:00 | 147221.2 | 50 | 150.4 | 200.4 | 0 | 200.4 | 560.32 | 2804.5885 | 964 | 0 | 964 | 1840.5885 | 2804.5885 | -1840.5885 | 9900 | 0 | -1902.6425 | 0.99
2016-02-28 15:00 | 147371.6 | 50 | 150.4 | 200.4 | 0 | 200.4 | 560.32 | 2541.2544 | 964 | 0 | 964 | 1577.2544 | 2541.2544 | -1577.2544 | 9900 | 0 | -1840.5885 | 0.99
2016-02-28 16:00 | 147522 | 50 | 150.4 | 200.4 | 0 | 200.4 | 560.32 | 2253.2961 | 964 | 0 | 964 | 1289.2961 | 2253.2961 | -1289.2961 | 9900 | 0 | -1577.2544 | 0.99
2016-02-28 17:00 | 147672.4 | 50 | 150.4 | 200.4 | 0 | 200.4 | 560.32 | 2050.9827 | 964 | 0 | 964 | 1086.9827 | 2050.9827 | -1086.9827 | 9900 | 0 | -1289.2961 | 0.99
2016-02-28 18:00 | 147822.8 | 50 | 150.4 | 200.4 | 0 | 200.4 | 560.32 | 1186.8278 | 964 | 0 | 964 | 222.8278 | 1186.8278 | -222.8278 | 9900 | 0 | -1086.9827 | 0.99
2016-02-28 19:00 | 147973.2 | 50 | -50 | 0 | 0 | 0 | 0 | 160.6667 | 0 | 0 | 0 | 160.6667 | 566.2432 | -566.2432 | 9900 | 0 | -222.8278 | 0.99
2016-02-28 20:00 | 147923.2 | 50 | -16.6 | 33.4 | 0 | 33.4 | 93.3867 | 160.6667 | 160.6667 | 0 | 160.6667 | 0 | 315.9816 | -155.3149 | 9900 | 0 | -566.2432 | 0.99
2016-02-28 21:00 | 147906.6 | 50 | -16.6 | 33.4 | 0 | 33.4 | 93.3867 | 160.6667 | 160.6667 | 0 | 160.6667 | 0 | 163.3016 | -2.6349 | 9900 | 0 | -155.3149 | 0.99
2016-02-28 22:00 | 147890 | 50 | -16.6 | 33.4 | 0 | 33.4 | 93.3867 | 160.6667 | 160.6667 | 0 | 160.6667 | 0 | 90.566 | 70.1006 | 9900 | 0 | -2.6349 | 0.99
2016-02-28 23:00 | 147873.4 | 50 | -16.6 | 33.4 | 0 | 33.4 | 93.3867 | 160.6667 | 160.6667 | 0 | 160.6667 | 0 | 80.2199 | 80.4468 | 9836.9094 | 70.1006 | 0 | 0.98369
2016-02-29 | 147856.8 | 50 | -16.6 | 33.4 | 0 | 33.4 | 93.3867 | 160.6667 | 160.6667 | 0 | 160.6667 | 0 | 44.1952 | 116.4715 | 9764.5073 | 80.4468 | 0 | 0.97645
2016-02-29 01:00 | 147840.2 | 50 | -16.6 | 33.4 | 0 | 33.4 | 93.3867 | 160.6667 | 160.6667 | 0 | 160.6667 | 0 | 57.6933 | 102.9734 | 9659.683 | 116.4715 | 0 | 0.96597
2016-02-29 02:00 | 147823.6 | 50 | -16.6 | 33.4 | 0 | 33.4 | 93.3867 | 160.6667 | 160.6667 | 0 | 160.6667 | 0 | 39.7026 | 120.9641 | 9567.007 | 102.9734 | 0 | 0.9567
2016-02-29 03:00 | 147807 | 50 | -16.6 | 33.4 | 0 | 33.4 | 93.3867 | 160.6667 | 160.6667 | 0 | 160.6667 | 0 | 21.3883 | 139.2784 | 9458.1393 | 120.9641 | 0 | 0.94581
2016-02-29 04:00 | 147790.4 | 50 | -16.6 | 33.4 | 0 | 33.4 | 93.3867 | 160.6667 | 160.6667 | 0 | 160.6667 | 0 | 2.2014 | 158.4652 | 9332.7888 | 139.2784 | 0 | 0.93328
2016-02-29 05:00 | 147773.8 | 50 | -16.6 | 33.4 | 0 | 33.4 | 93.3867 | 160.6667 | 160.6667 | 0 | 160.6667 | 0 | 6.3746 | 154.2921 | 9190.1701 | 158.4652 | 0 | 0.91902
2016-02-29 06:00 | 147757.2 | 50 | -16.6 | 33.4 | 0 | 33.4 | 93.3867 | 160.6667 | 160.6667 | 0 | 160.6667 | 0 | 6.8779 | 153.7887 | 9051.3072 | 154.2921 | 0 | 0.90513
2016-02-29 07:00 | 147740.6 | 50 | -16.6 | 33.4 | 0 | 33.4 | 93.3867 | 160.6667 | 160.6667 | 0 | 160.6667 | 0 | 0.51183 | 160.1548 | 8912.8973 | 153.7887 | 0 | 0.89129
2016-02-29 08:00 | 147724 | 50 | -50 | 0 | 0 | 0 | 0 | 160.6667 | 0 | 0 | 0 | 160.6667 | 602.9963 | -602.9963 | 8768.758 | 160.1548 | 0 | 0.87688
2016-02-29 09:00 | 147674 | 50 | 150.4 | 200.4 | 0 | 200.4 | 560.32 | 1462.8641 | 964 | 0 | 964 | 498.8641 | 1462.8641 | -498.8641 | 9311.4547 | -602.9963 | 0 | 0.93115
2016-02-29 10:00 | 147824.4 | 50 | 150.4 | 200.4 | 0 | 200.4 | 560.32 | 2234.4875 | 964 | 0 | 964 | 1270.4875 | 2234.4875 | -1270.4875 | 9760.4324 | -498.8641 | 0 | 0.97604
2016-02-29 11:00 | 147974.8 | 50 | 150.4 | 200.4 | 0 | 200.4 | 560.32 | 2845.3821 | 964 | 0 | 964 | 1881.3821 | 2845.3821 | -1881.3821 | 9900 | -155.0751 | -1425.5627 | 0.99
2016-02-29 12:00 | 148125.2 | 50 | 150.4 | 200.4 | 0 | 200.4 | 560.32 | 3172.4993 | 964 | 0 | 964 | 2208.4993 | 3172.4993 | -2208.4993 | 9900 | 0 | -1881.3821 | 0.99
2016-02-29 13:00 | 148275.6 | 50 | 150.4 | 200.4 | 0 | 200.4 | 560.32 | 3291.202 | 964 | 0 | 964 | 2327.202 | 3291.202 | -2327.202 | 9900 | 0 | -2208.4993 | 0.99
2016-02-29 14:00 | 148426 | 50 | 150.4 | 200.4 | 0 | 200.4 | 560.32 | 3188.636 | 964 | 0 | 964 | 2224.636 | 3188.636 | -2224.636 | 9900 | 0 | -2327.202 | 0.99
2016-02-29 15:00 | 148576.4 | 50 | 150.4 | 200.4 | 0 | 200.4 | 560.32 | 2882.7552 | 964 | 0 | 964 | 1918.7552 | 2882.7552 | -1918.7552 | 9900 | 0 | -2224.636 | 0.99
2016-02-29 16:00 | 148726.8 | 50 | 150.4 | 200.4 | 0 | 200.4 | 560.32 | 2279.3395 | 964 | 0 | 964 | 1315.3395 | 2279.3395 | -1315.3395 | 9900 | 0 | -1918.7552 | 0.99
2016-02-29 17:00 | 148877.2 | 50 | 150.4 | 200.4 | 0 | 200.4 | 560.32 | 1595.7045 | 964 | 0 | 964 | 631.7045 | 1595.7045 | -631.7045 | 9900 | 0 | -1315.3395 | 0.99
2016-02-29 18:00 | 149027.6 | 50 | -50 | 0 | 0 | 0 | 0 | 160.6667 | 0 | 0 | 0 | 160.6667 | 853.2078 | -853.2078 | 9900 | 0 | -631.7045 | 0.99
2016-02-29 19:00 | 148977.6 | 50 | -16.6 | 33.4 | 0 | 33.4 | 93.3867 | 160.6667 | 160.6667 | 0 | 160.6667 | 0 | 29.1704 | 131.4963 | 9900 | 0 | -853.2078 | 0.99
2016-02-29 20:00 | 148961 | 50 | -16.6 | 33.4 | 0 | 33.4 | 93.3867 | 160.6667 | 160.6667 | 0 | 160.6667 | 0 | 65.2593 | 95.4074 | 9781.6534 | 131.4963 | 0 | 0.97817
2016-02-29 21:00 | 148944.4 | 50 | -16.6 | 33.4 | 0 | 33.4 | 93.3867 | 160.6667 | 160.6667 | 0 | 160.6667 | 0 | 55.973 | 104.6937 | 9695.7867 | 95.4074 | 0 | 0.96958
2016-02-29 22:00 | 148927.8 | 50 | -16.6 | 33.4 | 0 | 33.4 | 93.3867 | 160.6667 | 160.6667 | 0 | 160.6667 | 0 | 69.7841 | 90.8825 | 9601.5624 | 104.6937 | 0 | 0.96016
2016-02-29 23:00 | 148911.2 | 50 | -16.6 | 33.4 | 0 | 33.4 | 93.3867 | 160.6667 | 160.6667 | 0 | 160.6667 | 0 | 147.1977 | 13.469 | 9519.7681 | 90.8825 | 0 | 0.95198
2016-03-01 | 148894.6 | 50 | -16.6 | 33.4 | 0 | 33.4 | 93.3867 | 160.6667 | 160.6667 | 0 | 160.6667 | 0 | 182.2589 | -21.5922 | 9507.6461 | 13.469 | 0 | 0.95076
2016-03-01 01:00 | 148878 | 50 | -16.6 | 33.4 | 0 | 33.4 | 93.3867 | 160.6667 | 160.6667 | 0 | 160.6667 | 0 | 272.9725 | -112.3058 | 9527.0791 | -21.5922 | 0 | 0.95271
2016-03-01 02:00 | 148861.4 | 50 | -16.6 | 33.4 | 0 | 33.4 | 93.3867 | 160.6667 | 160.6667 | 0 | 160.6667 | 0 | 311.3755 | -150.7088 | 9628.1543 | -112.3058 | 0 | 0.96282
2016-03-01 03:00 | 148844.8 | 50 | -16.6 | 33.4 | 0 | 33.4 | 93.3867 | 160.6667 | 160.6667 | 0 | 160.6667 | 0 | 168.5425 | -7.8759 | 9763.7922 | -150.7088 | 0 | 0.97638
2016-03-01 04:00 | 148828.2 | 50 | -16.6 | 33.4 | 0 | 33.4 | 93.3867 | 160.6667 | 160.6667 | 0 | 160.6667 | 0 | 155.1053 | 5.5614 | 9770.8805 | -7.8759 | 0 | 0.97709
2016-03-01 05:00 | 148811.6 | 50 | -16.6 | 33.4 | 0 | 33.4 | 93.3867 | 160.6667 | 160.6667 | 0 | 160.6667 | 0 | 167.0072 | -6.3406 | 9765.8753 | 5.5614 | 0 | 0.97659
2016-03-01 06:00 | 148795 | 50 | -16.6 | 33.4 | 0 | 33.4 | 93.3867 | 160.6667 | 160.6667 | 0 | 160.6667 | 0 | 216.0447 | -55.378 | 9771.5818 | -6.3406 | 0 | 0.97716
2016-03-01 07:00 | 148778.4 | 50 | -16.6 | 33.4 | 0 | 33.4 | 93.3867 | 160.6667 | 160.6667 | 0 | 160.6667 | 0 | 28.3969 | 132.2698 | 9821.4221 | -55.378 | 0 | 0.98214
2016-03-01 08:00 | 148761.8 | 50 | -50 | 0 | 0 | 0 | 0 | 160.6667 | 0 | 0 | 0 | 160.6667 | 451.3339 | -451.3339 | 9702.3793 | 132.2698 | 0 | 0.97024
2016-03-01 09:00 | 148711.8 | 50 | 150.4 | 200.4 | 0 | 200.4 | 560.32 | 1527.8434 | 964 | 0 | 964 | 563.8434 | 1527.8434 | -563.8434 | 9900 | -219.5786 | -670.9124 | 0.99
2016-03-01 10:00 | 148862.2 | 50 | 150.4 | 200.4 | 0 | 200.4 | 560.32 | 2610.8487 | 964 | 0 | 964 | 1646.8487 | 2610.8487 | -1646.8487 | 9900 | 0 | -563.8434 | 0.99
2016-03-01 11:00 | 149012.6 | 50 | 150.4 | 200.4 | 0 | 200.4 | 560.32 | 3277.3752 | 964 | 0 | 964 | 2313.3752 | 3277.3752 | -2313.3752 | 9900 | 0 | -1646.8487 | 0.99
2016-03-01 12:00 | 149163 | 50 | 150.4 | 200.4 | 0 | 200.4 | 560.32 | 3561.1857 | 964 | 0 | 964 | 2597.1857 | 3561.1857 | -2597.1857 | 9900 | 0 | -2313.3752 | 0.99
2016-03-01 13:00 | 149313.4 | 50 | 150.4 | 200.4 | 0 | 200.4 | 560.32 | 3503.4516 | 964 | 0 | 964 | 2539.4516 | 3503.4516 | -2539.4516 | 9900 | 0 | -2597.1857 | 0.99
2016-03-01 14:00 | 149463.8 | 50 | 150.4 | 200.4 | 0 | 200.4 | 560.32 | 3219.4177 | 964 | 0 | 964 | 2255.4177 | 3219.4177 | -2255.4177 | 9900 | 0 | -2539.4516 | 0.99
2016-03-01 15:00 | 149614.2 | 50 | 150.4 | 200.4 | 0 | 200.4 | 560.32 | 2849.4734 | 964 | 0 | 964 | 1885.4734 | 2849.4734 | -1885.4734 | 9900 | 0 | -2255.4177 | 0.99
2016-03-01 16:00 | 149764.6 | 50 | 150.4 | 200.4 | 0 | 200.4 | 560.32 | 2285.5405 | 964 | 0 | 964 | 1321.5405 | 2285.5405 | -1321.5405 | 9900 | 0 | -1885.4734 | 0.99
2016-03-01 17:00 | 149915 | 50 | 150.4 | 200.4 | 0 | 200.4 | 560.32 | 1858.8874 | 964 | 0 | 964 | 894.8874 | 1858.8874 | -894.8874 | 9900 | 0 | -1321.5405 | 0.99
2016-03-01 18:00 | 150065.4 | 50 | -50 | 0 | 0 | 0 | 0 | 160.6667 | 0 | 0 | 0 | 160.6667 | 834.7279 | -834.7279 | 9900 | 0 | -894.8874 | 0.99
2016-03-01 19:00 | 150015.4 | 50 | -16.6 | 33.4 | 0 | 33.4 | 93.3867 | 160.6667 | 160.6667 | 0 | 160.6667 | 0 | 27.7053 | 132.9613 | 9900 | 0 | -834.7279 | 0.99
2016-03-01 20:00 | 149998.8 | 50 | -16.6 | 33.4 | 0 | 33.4 | 93.3867 | 160.6667 | 160.6667 | 0 | 160.6667 | 0 | 0.32958 | 160.3371 | 9780.3348 | 132.9613 | 0 | 0.97803
2016-03-01 21:00 | 149982.2 | 50 | -16.6 | 33.4 | 0 | 33.4 | 93.3867 | 160.6667 | 160.6667 | 0 | 160.6667 | 0 | 23.8586 | 136.8081 | 9636.0314 | 160.3371 | 0 | 0.9636
2016-03-01 22:00 | 149965.6 | 50 | -16.6 | 33.4 | 0 | 33.4 | 93.3867 | 160.6667 | 160.6667 | 0 | 160.6667 | 0 | 92.4004 | 68.2662 | 9512.9042 | 136.8081 | 0 | 0.95129
2016-03-01 23:00 | 149949 | 50 | -16.6 | 33.4 | 0 | 33.4 | 93.3867 | 160.6667 | 160.6667 | 0 | 160.6667 | 0 | 79.3312 | 81.3354 | 9451.4646 | 68.2662 | 0 | 0.94515
2016-03-02 | 149932.4 | 50 | -16.6 | 33.4 | 0 | 33.4 | 93.3867 | 160.6667 | 160.6667 | 0 | 160.6667 | 0 | 52.1148 | 108.5519 | 9378.2627 | 81.3354 | 0 | 0.93783
2016-03-02 01:00 | 149915.8 | 50 | -16.6 | 33.4 | 0 | 33.4 | 93.3867 | 160.6667 | 160.6667 | 0 | 160.6667 | 0 | 71.9936 | 88.6731 | 9280.566 | 108.5519 | 0 | 0.92806
2016-03-02 02:00 | 149899.2 | 50 | -16.6 | 33.4 | 0 | 33.4 | 93.3867 | 160.6667 | 160.6667 | 0 | 160.6667 | 0 | 40.2302 | 120.4364 | 9200.7602 | 88.6731 | 0 | 0.92008
2016-03-02 03:00 | 149882.6 | 50 | -16.6 | 33.4 | 0 | 33.4 | 93.3867 | 160.6667 | 160.6667 | 0 | 160.6667 | 0 | 5.4753 | 155.1913 | 9092.3674 | 120.4364 | 0 | 0.90924
2016-03-02 04:00 | 149866 | 50 | -16.6 | 33.4 | 0 | 33.4 | 93.3867 | 160.6667 | 160.6667 | 0 | 160.6667 | 0 | 0.66695 | 159.9997 | 8952.6952 | 155.1913 | 0 | 0.89527
2016-03-02 05:00 | 149849.4 | 50 | -16.6 | 33.4 | 0 | 33.4 | 93.3867 | 160.6667 | 160.6667 | 0 | 160.6667 | 0 | 0.26017 | 160.4065 | 8808.6954 | 159.9997 | 0 | 0.88087
2016-03-02 06:00 | 149832.8 | 50 | -16.6 | 33.4 | 0 | 33.4 | 93.3867 | 160.6667 | 160.6667 | 0 | 160.6667 | 0 | 0.051371 | 160.6153 | 8664.3296 | 160.4065 | 0 | 0.86643
2016-03-02 07:00 | 149816.2 | 50 | -16.6 | 33.4 | 0 | 33.4 | 93.3867 | 160.6667 | 160.6667 | 0 | 160.6667 | 0 | 0 | 160.6667 | 8519.7758 | 160.6153 | 0 | 0.85198
2016-03-02 08:00 | 149799.6 | 50 | -50 | 0 | 0 | 0 | 0 | 160.6667 | 0 | 0 | 0 | 160.6667 | 634.4682 | -634.4682 | 8375.1758 | 160.6667 | 0 | 0.83752
2016-03-02 09:00 | 149749.6 | 50 | 150.4 | 200.4 | 0 | 200.4 | 560.32 | 1484.8873 | 964 | 0 | 964 | 520.8873 | 1484.8873 | -520.8873 | 8946.1972 | -634.4682 | 0 | 0.89462
2016-03-02 10:00 | 149900 | 50 | 150.4 | 200.4 | 0 | 200.4 | 560.32 | 2219.6437 | 964 | 0 | 964 | 1255.6437 | 2219.6437 | -1255.6437 | 9414.9959 | -520.8873 | 0 | 0.9415
2016-03-02 11:00 | 150050.4 | 50 | 150.4 | 200.4 | 0 | 200.4 | 560.32 | 2789.1216 | 964 | 0 | 964 | 1825.1216 | 2789.1216 | -1825.1216 | 9900 | -538.8935 | -1794.5372 | 0.99
2016-03-02 12:00 | 150200.8 | 50 | 150.4 | 200.4 | 0 | 200.4 | 560.32 | 3153.6715 | 964 | 0 | 964 | 2189.6715 | 3153.6715 | -2189.6715 | 9900 | 0 | -1825.1216 | 0.99
2016-03-02 13:00 | 150351.2 | 50 | 150.4 | 200.4 | 0 | 200.4 | 560.32 | 3289.658 | 964 | 0 | 964 | 2325.658 | 3289.658 | -2325.658 | 9900 | 0 | -2189.6715 | 0.99
2016-03-02 14:00 | 150501.6 | 50 | 150.4 | 200.4 | 0 | 200.4 | 560.32 | 3183.4472 | 964 | 0 | 964 | 2219.4472 | 3183.4472 | -2219.4472 | 9900 | 0 | -2325.658 | 0.99
2016-03-02 15:00 | 150652 | 50 | 150.4 | 200.4 | 0 | 200.4 | 560.32 | 2859.8933 | 964 | 0 | 964 | 1895.8933 | 2859.8933 | -1895.8933 | 9900 | 0 | -2219.4472 | 0.99
2016-03-02 16:00 | 150802.4 | 50 | 150.4 | 200.4 | 0 | 200.4 | 560.32 | 2328.1577 | 964 | 0 | 964 | 1364.1577 | 2328.1577 | -1364.1577 | 9900 | 0 | -1895.8933 | 0.99
2016-03-02 17:00 | 150952.8 | 50 | 150.4 | 200.4 | 0 | 200.4 | 560.32 | 1608.5768 | 964 | 0 | 964 | 644.5768 | 1608.5768 | -644.5768 | 9900 | 0 | -1364.1577 | 0.99
2016-03-02 18:00 | 151103.2 | 50 | -50 | 0 | 0 | 0 | 0 | 160.6667 | 0 | 0 | 0 | 160.6667 | 764.0786 | -764.0786 | 9900 | 0 | -644.5768 | 0.99
2016-03-02 19:00 | 151053.2 | 50 | -16.6 | 33.4 | 0 | 33.4 | 93.3867 | 160.6667 | 160.6667 | 0 | 160.6667 | 0 | 19.5185 | 141.1482 | 9900 | 0 | -764.0786 | 0.99
2016-03-02 20:00 | 151036.6 | 50 | -16.6 | 33.4 | 0 | 33.4 | 93.3867 | 160.6667 | 160.6667 | 0 | 160.6667 | 0 | 23.5022 | 137.1645 | 9772.9666 | 141.1482 | 0 | 0.9773
2016-03-02 21:00 | 151020 | 50 | -50 | 0 | 0 | 0 | 0 | 160.6667 | 0 | 0 | 0 | 160.6667 | 22.4603 | -22.4603 | 9649.5186 | 137.1645 | 0 | 0.96495
2016-03-02 22:00 | 150970 | 50 | -16.6 | 33.4 | 0 | 33.4 | 93.3867 | 160.6667 | 160.6667 | 0 | 160.6667 | 0 | 17.3306 | 143.3361 | 9669.7329 | -22.4603 | 0 | 0.96697
2016-03-02 23:00 | 150953.4 | 50 | -16.6 | 33.4 | 0 | 33.4 | 93.3867 | 160.6667 | 160.6667 | 0 | 160.6667 | 2.8422e-14 | 12.9521 | 147.7146 | 9540.7304 | 143.3361 | 0 | 0.95407
2016-03-03 | 150936.8 | 50 | -16.6 | 33.4 | 0 | 33.4 | 93.3867 | 160.6667 | 160.6667 | 0 | 160.6667 | 0 | 6.624 | 154.0427 | 9407.7873 | 147.7146 | 0 | 0.94078
2016-03-03 01:00 | 150920.2 | 50 | -16.6 | 33.4 | 0 | 33.4 | 93.3867 | 160.6667 | 160.6667 | 0 | 160.6667 | 0 | 3.0569 | 157.6098 | 9269.1488 | 154.0427 | 0 | 0.92691
2016-03-03 02:00 | 150903.6 | 50 | -16.6 | 33.4 | 0 | 33.4 | 93.3867 | 160.6667 | 160.6667 | 0 | 160.6667 | 0 | 2.6644 | 158.0023 | 9127.3 | 157.6098 | 0 | 0.91273
2016-03-03 03:00 | 150887 | 50 | -16.6 | 33.4 | 0 | 33.4 | 93.3867 | 160.6667 | 160.6667 | 0 | 160.6667 | 0 | 4.4525 | 156.2141 | 8985.0979 | 158.0023 | 0 | 0.89851
2016-03-03 04:00 | 150870.4 | 50 | -16.6 | 33.4 | 0 | 33.4 | 93.3867 | 160.6667 | 160.6667 | 0 | 160.6667 | 0 | 6.3885 | 154.2782 | 8844.5052 | 156.2141 | 0 | 0.88445
2016-03-03 05:00 | 150853.8 | 50 | -16.6 | 33.4 | 0 | 33.4 | 93.3867 | 160.6667 | 160.6667 | 0 | 160.6667 | 0 | 6.9922 | 153.6745 | 8705.6548 | 154.2782 | 0 | 0.87057
2016-03-03 06:00 | 150837.2 | 50 | -16.6 | 33.4 | 0 | 33.4 | 93.3867 | 160.6667 | 160.6667 | 0 | 160.6667 | 0 | 6.1079 | 154.5587 | 8567.3478 | 153.6745 | 0 | 0.85673
2016-03-03 07:00 | 150820.6 | 50 | -16.6 | 33.4 | 0 | 33.4 | 93.3867 | 160.6667 | 160.6667 | 0 | 160.6667 | 0 | 0.20794 | 160.4587 | 8428.2449 | 154.5587 | 0 | 0.84282
2016-03-03 08:00 | 150804 | 50 | -50 | 0 | 0 | 0 | 0 | 160.6667 | 0 | 0 | 0 | 160.6667 | 650.6578 | -650.6578 | 8283.8321 | 160.4587 | 0 | 0.82838
2016-03-03 09:00 | 150754 | 50 | 150.4 | 200.4 | 0 | 200.4 | 560.32 | 1502.2414 | 964 | 0 | 964 | 538.2414 | 1502.2414 | -538.2414 | 8869.4241 | -650.6578 | 0 | 0.88694
2016-03-03 10:00 | 150904.4 | 50 | 150.4 | 200.4 | 0 | 200.4 | 560.32 | 2240.7551 | 964 | 0 | 964 | 1276.7551 | 2240.7551 | -1276.7551 | 9353.8413 | -538.2414 | 0 | 0.93538
2016-03-03 11:00 | 151054.8 | 50 | 150.4 | 200.4 | 0 | 200.4 | 560.32 | 2812.5439 | 964 | 0 | 964 | 1848.5439 | 2812.5439 | -1848.5439 | 9900 | -606.843 | -1883.5981 | 0.99
2016-03-03 12:00 | 151205.2 | 50 | 150.4 | 200.4 | 0 | 200.4 | 560.32 | 3212.6733 | 964 | 0 | 964 | 2248.6733 | 3212.6733 | -2248.6733 | 9900 | 0 | -1848.5439 | 0.99
2016-03-03 13:00 | 151355.6 | 50 | 150.4 | 200.4 | 0 | 200.4 | 560.32 | 3388.1476 | 964 | 0 | 964 | 2424.1476 | 3388.1476 | -2424.1476 | 9900 | 0 | -2248.6733 | 0.99
2016-03-03 14:00 | 151506 | 50 | 150.4 | 200.4 | 0 | 200.4 | 560.32 | 3403.9497 | 964 | 0 | 964 | 2439.9497 | 3403.9497 | -2439.9497 | 9900 | 0 | -2424.1476 | 0.99
2016-03-03 15:00 | 151656.4 | 50 | 150.4 | 200.4 | 0 | 200.4 | 560.32 | 3195.3492 | 964 | 0 | 964 | 2231.3492 | 3195.3492 | -2231.3492 | 9900 | 0 | -2439.9497 | 0.99
2016-03-03 16:00 | 151806.8 | 50 | 150.4 | 200.4 | 0 | 200.4 | 560.32 | 2645.7332 | 964 | 0 | 964 | 1681.7332 | 2645.7332 | -1681.7332 | 9900 | 0 | -2231.3492 | 0.99
2016-03-03 17:00 | 151957.2 | 50 | 150.4 | 200.4 | 0 | 200.4 | 560.32 | 1383.4333 | 964 | 0 | 964 | 419.4333 | 1383.4333 | -419.4333 | 9900 | 0 | -1681.7332 | 0.99
2016-03-03 18:00 | 152107.6 | 50 | 150.4 | 200.4 | 0 | 200.4 | 560.32 | 1180.0589 | 964 | 0 | 964 | 216.0589 | 1180.0589 | -216.0589 | 9900 | 0 | -419.4333 | 0.99
2016-03-03 19:00 | 152258 | 50 | -50 | 0 | 0 | 0 | 0 | 160.6667 | 0 | 0 | 0 | 160.6667 | 570.6386 | -570.6386 | 9900 | 0 | -216.0589 | 0.99
2016-03-03 20:00 | 152208 | 50 | -16.6 | 33.4 | 0 | 33.4 | 93.3867 | 160.6667 | 160.6667 | 0 | 160.6667 | 0 | 352.734 | -192.0673 | 9900 | 0 | -570.6386 | 0.99
2016-03-03 21:00 | 152191.4 | 50 | -16.6 | 33.4 | 0 | 33.4 | 93.3867 | 160.6667 | 160.6667 | 0 | 160.6667 | 0 | 193.0534 | -32.3867 | 9900 | 0 | -192.0673 | 0.99
2016-03-03 22:00 | 152174.8 | 50 | -16.6 | 33.4 | 0 | 33.4 | 93.3867 | 160.6667 | 160.6667 | 0 | 160.6667 | 0 | 386.8397 | -226.173 | 9900 | 0 | -32.3867 | 0.99
2016-03-03 23:00 | 152158.2 | 50 | -50 | 0 | 0 | 0 | 0 | 160.6667 | 0 | 0 | 0 | 160.6667 | 593.7019 | -593.7019 | 9900 | 0 | -226.173 | 0.99
2016-03-04 | 152108.2 | 50 | -16.6 | 33.4 | 0 | 33.4 | 93.3867 | 160.6667 | 160.6667 | 0 | 160.6667 | 0 | 54.7427 | 105.924 | 9900 | 0 | -593.7019 | 0.99
2016-03-04 01:00 | 152091.6 | 50 | -16.6 | 33.4 | 0 | 33.4 | 93.3867 | 160.6667 | 160.6667 | 0 | 160.6667 | 0 | 3.5278 | 157.1388 | 9804.6684 | 105.924 | 0 | 0.98047
2016-03-04 02:00 | 152075 | 50 | -16.6 | 33.4 | 0 | 33.4 | 93.3867 | 160.6667 | 160.6667 | 0 | 160.6667 | 0 | 0 | 160.6667 | 9663.2435 | 157.1388 | 0 | 0.96632
2016-03-04 03:00 | 152058.4 | 50 | -16.6 | 33.4 | 0 | 33.4 | 93.3867 | 160.6667 | 160.6667 | 0 | 160.6667 | 0 | 0.64199 | 160.0247 | 9518.6435 | 160.6667 | 0 | 0.95186
2016-03-04 04:00 | 152041.8 | 50 | -16.6 | 33.4 | 0 | 33.4 | 93.3867 | 160.6667 | 160.6667 | 0 | 160.6667 | 0 | 3.9411 | 156.7255 | 9374.6213 | 160.0247 | 0 | 0.93746
2016-03-04 05:00 | 152025.2 | 50 | -16.6 | 33.4 | 0 | 33.4 | 93.3867 | 160.6667 | 160.6667 | 0 | 160.6667 | 0 | 4.2759 | 156.3908 | 9233.5683 | 156.7255 | 0 | 0.92336
2016-03-04 06:00 | 152008.6 | 50 | -16.6 | 33.4 | 0 | 33.4 | 93.3867 | 160.6667 | 160.6667 | 0 | 160.6667 | 0 | 289.3431 | -128.6764 | 9092.8166 | 156.3908 | 0 | 0.90928
2016-03-04 07:00 | 151992 | 50 | -16.6 | 33.4 | 0 | 33.4 | 93.3867 | 160.6667 | 160.6667 | 0 | 160.6667 | 0 | 358.7604 | -198.0937 | 9208.6254 | -128.6764 | 0 | 0.92086
2016-03-04 08:00 | 151975.4 | 50 | 150.4 | 200.4 | 0 | 200.4 | 560.32 | 974.6915 | 964 | 0 | 964 | 10.6915 | 974.6915 | -10.6915 | 9386.9097 | -198.0937 | 0 | 0.93869
2016-03-04 09:00 | 152125.8 | 50 | 150.4 | 200.4 | 0 | 200.4 | 560.32 | 1835.991 | 964 | 0 | 964 | 871.991 | 1835.991 | -871.991 | 9396.5321 | -10.6915 | 0 | 0.93965
2016-03-04 10:00 | 152276.2 | 50 | 150.4 | 200.4 | 0 | 200.4 | 560.32 | 2638.9987 | 964 | 0 | 964 | 1674.9987 | 2638.9987 | -1674.9987 | 9900 | -559.4088 | -1431.3998 | 0.99
2016-03-04 11:00 | 152426.6 | 50 | 150.4 | 200.4 | 0 | 200.4 | 560.32 | 3429.7011 | 964 | 0 | 964 | 2465.7011 | 3429.7011 | -2465.7011 | 9900 | 0 | -1674.9987 | 0.99
2016-03-04 12:00 | 152577 | 50 | 150.4 | 200.4 | 0 | 200.4 | 560.32 | 3919.5977 | 964 | 0 | 964 | 2955.5977 | 3919.5977 | -2955.5977 | 9900 | 0 | -2465.7011 | 0.99
2016-03-04 13:00 | 152727.4 | 50 | 150.4 | 200.4 | 0 | 200.4 | 560.32 | 3990.3553 | 964 | 0 | 964 | 3026.3553 | 3990.3553 | -3026.3553 | 9900 | 0 | -2955.5977 | 0.99
2016-03-04 14:00 | 152877.8 | 50 | 150.4 | 200.4 | 0 | 200.4 | 560.32 | 3926.6179 | 964 | 0 | 964 | 2962.6179 | 3926.6179 | -2962.6179 | 9900 | 0 | -3026.3553 | 0.99
2016-03-04 15:00 | 153028.2 | 50 | 150.4 | 200.4 | 0 | 200.4 | 560.32 | 3570.5511 | 964 | 0 | 964 | 2606.5511 | 3570.5511 | -2606.5511 | 9900 | 0 | -2962.6179 | 0.99
2016-03-04 16:00 | 153178.6 | 50 | 150.4 | 200.4 | 0 | 200.4 | 560.32 | 2847.7117 | 964 | 0 | 964 | 1883.7117 | 2847.7117 | -1883.7117 | 9900 | 0 | -2606.5511 | 0.99
2016-03-04 17:00 | 153329 | 50 | 150.4 | 200.4 | 0 | 200.4 | 560.32 | 1995.6712 | 964 | 0 | 964 | 1031.6712 | 1995.6712 | -1031.6712 | 9900 | 0 | -1883.7117 | 0.99
2016-03-04 18:00 | 153479.4 | 50 | 150.4 | 200.4 | 0 | 200.4 | 560.32 | 1175.8214 | 964 | 0 | 964 | 211.8214 | 1175.8214 | -211.8214 | 9900 | 0 | -1031.6712 | 0.99
2016-03-04 19:00 | 153629.8 | 50 | -16.6 | 33.4 | 0 | 33.4 | 93.3867 | 160.6667 | 160.6667 | 0 | 160.6667 | 0 | 54.2919 | 106.3747 | 9900 | 0 | -211.8214 | 0.99
2016-03-04 20:00 | 153613.2 | 50 | -16.6 | 33.4 | 0 | 33.4 | 93.3867 | 160.6667 | 160.6667 | 0 | 160.6667 | 0 | 19.5431 | 141.1235 | 9804.2627 | 106.3747 | 0 | 0.98043
2016-03-04 21:00 | 153596.6 | 50 | -16.6 | 33.4 | 0 | 33.4 | 93.3867 | 160.6667 | 160.6667 | 0 | 160.6667 | 0 | 32.7255 | 127.9411 | 9677.2516 | 141.1235 | 0 | 0.96773
2016-03-04 22:00 | 153580 | 50 | -16.6 | 33.4 | 0 | 33.4 | 93.3867 | 160.6667 | 160.6667 | 0 | 160.6667 | 0 | 2.714 | 157.9527 | 9562.1045 | 127.9411 | 0 | 0.95621
2016-03-04 23:00 | 153563.4 | 50 | -16.6 | 33.4 | 0 | 33.4 | 93.3867 | 160.6667 | 160.6667 | 0 | 160.6667 | 0 | 1.8286 | 158.8381 | 9419.9471 | 157.9527 | 0 | 0.94199
2016-03-05 | 153546.8 | 50 | -16.6 | 33.4 | 0 | 33.4 | 93.3867 | 160.6667 | 160.6667 | 0 | 160.6667 | 0 | 3.9677 | 156.699 | 9276.9929 | 158.8381 | 0 | 0.9277
2016-03-05 01:00 | 153530.2 | 50 | -16.6 | 33.4 | 0 | 33.4 | 93.3867 | 160.6667 | 160.6667 | 0 | 160.6667 | 0 | 21.0977 | 139.569 | 9135.9638 | 156.699 | 0 | 0.9136
2016-03-05 02:00 | 153513.6 | 50 | -16.6 | 33.4 | 0 | 33.4 | 93.3867 | 160.6667 | 160.6667 | 0 | 160.6667 | 0 | 4.942 | 155.7247 | 9010.3517 | 139.569 | 0 | 0.90104
2016-03-05 03:00 | 153497 | 50 | -16.6 | 33.4 | 0 | 33.4 | 93.3867 | 160.6667 | 160.6667 | 0 | 160.6667 | 2.8422e-14 | 23.5543 | 137.1124 | 8870.1995 | 155.7247 | 0 | 0.88702
2016-03-05 04:00 | 153480.4 | 50 | -16.6 | 33.4 | 0 | 33.4 | 93.3867 | 160.6667 | 160.6667 | 0 | 160.6667 | 0 | 3.0453 | 157.6214 | 8746.7983 | 137.1124 | 0 | 0.87468
2016-03-05 05:00 | 153463.8 | 50 | -16.6 | 33.4 | 0 | 33.4 | 93.3867 | 160.6667 | 160.6667 | 0 | 160.6667 | 0 | 0.72872 | 159.938 | 8604.9391 | 157.6214 | 0 | 0.86049
2016-03-05 06:00 | 153447.2 | 50 | -16.6 | 33.4 | 0 | 33.4 | 93.3867 | 160.6667 | 160.6667 | 0 | 160.6667 | 0 | 1.4303 | 159.2364 | 8460.9949 | 159.938 | 0 | 0.8461
2016-03-05 07:00 | 153430.6 | 50 | -16.6 | 33.4 | 0 | 33.4 | 93.3867 | 160.6667 | 160.6667 | 0 | 160.6667 | 0 | 9.8485 | 150.8182 | 8317.6822 | 159.2364 | 0 | 0.83177
2016-03-05 08:00 | 153414 | 50 | -50 | 0 | 0 | 0 | 0 | 160.6667 | 0 | 0 | 0 | 160.6667 | 697.8191 | -697.8191 | 8181.9458 | 150.8182 | 0 | 0.81819
2016-03-05 09:00 | 153364 | 50 | 150.4 | 200.4 | 0 | 200.4 | 560.32 | 1207.1706 | 964 | 0 | 964 | 243.1706 | 1207.1706 | -243.1706 | 8809.983 | -697.8191 | 0 | 0.881
2016-03-05 10:00 | 153514.4 | 50 | 150.4 | 200.4 | 0 | 200.4 | 560.32 | 1976.6683 | 964 | 0 | 964 | 1012.6683 | 1976.6683 | -1012.6683 | 9028.8366 | -243.1706 | 0 | 0.90288
2016-03-05 11:00 | 153664.8 | 50 | 150.4 | 200.4 | 0 | 200.4 | 560.32 | 2858.4266 | 964 | 0 | 964 | 1894.4266 | 2858.4266 | -1894.4266 | 9900 | -967.9594 | -1980.6277 | 0.99
2016-03-05 12:00 | 153815.2 | 50 | 150.4 | 200.4 | 0 | 200.4 | 560.32 | 2324.0732 | 964 | 0 | 964 | 1360.0732 | 2324.0732 | -1360.0732 | 9900 | 0 | -1894.4266 | 0.99
2016-03-05 13:00 | 153965.6 | 50 | 150.4 | 200.4 | 0 | 200.4 | 560.32 | 3342.9159 | 964 | 0 | 964 | 2378.9159 | 3342.9159 | -2378.9159 | 9900 | 0 | -1360.0732 | 0.99
2016-03-05 14:00 | 154116 | 50 | 150.4 | 200.4 | 0 | 200.4 | 560.32 | 3241.505 | 964 | 0 | 964 | 2277.505 | 3241.505 | -2277.505 | 9900 | 0 | -2378.9159 | 0.99
2016-03-05 15:00 | 154266.4 | 50 | 150.4 | 200.4 | 0 | 200.4 | 560.32 | 2898.6381 | 964 | 0 | 964 | 1934.6381 | 2898.6381 | -1934.6381 | 9900 | 0 | -2277.505 | 0.99
2016-03-05 16:00 | 154416.8 | 50 | 150.4 | 200.4 | 0 | 200.4 | 560.32 | 2341.1168 | 964 | 0 | 964 | 1377.1168 | 2341.1168 | -1377.1168 | 9900 | 0 | -1934.6381 | 0.99
2016-03-05 17:00 | 154567.2 | 50 | 150.4 | 200.4 | 0 | 200.4 | 560.32 | 1617.1249 | 964 | 0 | 964 | 653.1249 | 1617.1249 | -653.1249 | 9900 | 0 | -1377.1168 | 0.99
2016-03-05 18:00 | 154717.6 | 50 | -50 | 0 | 0 | 0 | 0 | 160.6667 | 0 | 0 | 0 | 160.6667 | 772.0515 | -772.0515 | 9900 | 0 | -653.1249 | 0.99
2016-03-05 19:00 | 154667.6 | 50 | -16.6 | 33.4 | 0 | 33.4 | 93.3867 | 160.6667 | 160.6667 | 0 | 160.6667 | 0 | 2.4612 | 158.2055 | 9900 | 0 | -772.0515 | 0.99
2016-03-05 20:00 | 154651 | 50 | -16.6 | 33.4 | 0 | 33.4 | 93.3867 | 160.6667 | 160.6667 | 0 | 160.6667 | 0 | 1.63 | 159.0367 | 9757.6151 | 158.2055 | 0 | 0.97576
2016-03-05 21:00 | 154634.4 | 50 | -16.6 | 33.4 | 0 | 33.4 | 93.3867 | 160.6667 | 160.6667 | 0 | 160.6667 | 0 | 3.1042 | 157.5625 | 9614.4821 | 159.0367 | 0 | 0.96145
2016-03-05 22:00 | 154617.8 | 50 | -16.6 | 33.4 | 0 | 33.4 | 93.3867 | 160.6667 | 160.6667 | 0 | 160.6667 | 0 | 0.6075 | 160.0592 | 9472.6758 | 157.5625 | 0 | 0.94727
2016-03-05 23:00 | 154601.2 | 50 | -16.6 | 33.4 | 0 | 33.4 | 93.3867 | 160.6667 | 160.6667 | 0 | 160.6667 | 0 | 3.5117 | 157.155 | 9328.6226 | 160.0592 | 0 | 0.93286
2016-03-06 | 154584.6 | 50 | -16.6 | 33.4 | 0 | 33.4 | 93.3867 | 160.6667 | 160.6667 | 0 | 160.6667 | 0 | 4.7411 | 155.9255 | 9187.1831 | 157.155 | 0 | 0.91872
2016-03-06 01:00 | 154568 | 50 | -16.6 | 33.4 | 0 | 33.4 | 93.3867 | 160.6667 | 160.6667 | 0 | 160.6667 | 0 | 0.62641 | 160.0403 | 9046.8501 | 155.9255 | 0 | 0.90469
2016-03-06 02:00 | 154551.4 | 50 | -16.6 | 33.4 | 0 | 33.4 | 93.3867 | 160.6667 | 160.6667 | 0 | 160.6667 | 0 | 0.83853 | 159.8281 | 8902.8139 | 160.0403 | 0 | 0.89028
2016-03-06 03:00 | 154534.8 | 50 | -16.6 | 33.4 | 0 | 33.4 | 93.3867 | 160.6667 | 160.6667 | 0 | 160.6667 | 0 | 0.38456 | 160.2821 | 8758.9686 | 159.8281 | 0 | 0.8759
2016-03-06 04:00 | 154518.2 | 50 | -16.6 | 33.4 | 0 | 33.4 | 93.3867 | 160.6667 | 160.6667 | 0 | 160.6667 | 0 | 0.60736 | 160.0593 | 8614.7147 | 160.2821 | 0 | 0.86147
2016-03-06 05:00 | 154501.6 | 50 | -16.6 | 33.4 | 0 | 33.4 | 93.3867 | 160.6667 | 160.6667 | 0 | 160.6667 | 0 | 5.2468 | 155.4199 | 8470.6613 | 160.0593 | 0 | 0.84707
2016-03-06 06:00 | 154485 | 50 | -16.6 | 33.4 | 0 | 33.4 | 93.3867 | 160.6667 | 160.6667 | 0 | 160.6667 | 0 | 0.19509 | 160.4716 | 8330.7834 | 155.4199 | 0 | 0.83308
2016-03-06 07:00 | 154468.4 | 50 | -16.6 | 33.4 | 0 | 33.4 | 93.3867 | 160.6667 | 160.6667 | 0 | 160.6667 | 0 | 0 | 160.6667 | 8186.359 | 160.4716 | 0 | 0.81864
2016-03-06 08:00 | 154451.8 | 50 | -50 | 0 | 0 | 0 | 0 | 160.6667 | 0 | 0 | 0 | 160.6667 | 700.1092 | -700.1092 | 8041.759 | 160.6667 | 0 | 0.80418
2016-03-06 09:00 | 154401.8 | 50 | 150.4 | 200.4 | 0 | 200.4 | 560.32 | 1552.069 | 964 | 0 | 964 | 588.069 | 1552.069 | -588.069 | 8671.8573 | -700.1092 | 0 | 0.86719
2016-03-06 10:00 | 154552.2 | 50 | 150.4 | 200.4 | 0 | 200.4 | 560.32 | 2294.6782 | 964 | 0 | 964 | 1330.6782 | 2294.6782 | -1330.6782 | 9201.1193 | -588.069 | 0 | 0.92011
2016-03-06 11:00 | 154702.6 | 50 | 150.4 | 200.4 | 0 | 200.4 | 560.32 | 2859.7326 | 964 | 0 | 964 | 1895.7326 | 2859.7326 | -1895.7326 | 9900 | -776.5341 | -2107.2122 | 0.99
2016-03-06 12:00 | 154853 | 50 | 150.4 | 200.4 | 0 | 200.4 | 560.32 | 3221.6222 | 964 | 0 | 964 | 2257.6222 | 3221.6222 | -2257.6222 | 9900 | 0 | -1895.7326 | 0.99
2016-03-06 13:00 | 155003.4 | 50 | 150.4 | 200.4 | 0 | 200.4 | 560.32 | 3187.1991 | 964 | 0 | 964 | 2223.1991 | 3187.1991 | -2223.1991 | 9900 | 0 | -2257.6222 | 0.99
2016-03-06 14:00 | 155153.8 | 50 | 150.4 | 200.4 | 0 | 200.4 | 560.32 | 3241.8403 | 964 | 0 | 964 | 2277.8403 | 3241.8403 | -2277.8403 | 9900 | 0 | -2223.1991 | 0.99
2016-03-06 15:00 | 155304.2 | 50 | 150.4 | 200.4 | 0 | 200.4 | 560.32 | 2907.7035 | 964 | 0 | 964 | 1943.7035 | 2907.7035 | -1943.7035 | 9900 | 0 | -2277.8403 | 0.99
2016-03-06 16:00 | 155454.6 | 50 | 150.4 | 200.4 | 0 | 200.4 | 560.32 | 2356.6901 | 964 | 0 | 964 | 1392.6901 | 2356.6901 | -1392.6901 | 9900 | 0 | -1943.7035 | 0.99
2016-03-06 17:00 | 155605 | 50 | 150.4 | 200.4 | 0 | 200.4 | 560.32 | 1664.9 | 964 | 0 | 964 | 700.9 | 1664.9 | -700.9 | 9900 | 0 | -1392.6901 | 0.99
2016-03-06 18:00 | 155755.4 | 50 | -50 | 0 | 0 | 0 | 0 | 160.6667 | 0 | 0 | 0 | 160.6667 | 785.9829 | -785.9829 | 9900 | 0 | -700.9 | 0.99
2016-03-06 19:00 | 155705.4 | 50 | -16.6 | 33.4 | 0 | 33.4 | 93.3867 | 160.6667 | 160.6667 | 0 | 160.6667 | 0 | 0.5316 | 160.1351 | 9900 | 0 | -785.9829 | 0.99
2016-03-06 20:00 | 155688.8 | 50 | -16.6 | 33.4 | 0 | 33.4 | 93.3867 | 160.6667 | 160.6667 | 0 | 160.6667 | 0 | 2.0006 | 158.6661 | 9755.8784 | 160.1351 | 0 | 0.97559
2016-03-06 21:00 | 155672.2 | 50 | -16.6 | 33.4 | 0 | 33.4 | 93.3867 | 160.6667 | 160.6667 | 0 | 160.6667 | 0 | 27.3621 | 133.3045 | 9613.079 | 158.6661 | 0 | 0.96131
2016-03-06 22:00 | 155655.6 | 50 | -16.6 | 33.4 | 0 | 33.4 | 93.3867 | 160.6667 | 160.6667 | 0 | 160.6667 | 0 | 0.73305 | 159.9336 | 9493.1049 | 133.3045 | 0 | 0.94931
2016-03-06 23:00 | 155639 | 50 | -16.6 | 33.4 | 0 | 33.4 | 93.3867 | 160.6667 | 160.6667 | 0 | 160.6667 | 0 | 0.64199 | 160.0247 | 9349.1646 | 159.9336 | 0 | 0.93492
2016-03-07 | 155622.4 | 50 | -16.6 | 33.4 | 0 | 33.4 | 93.3867 | 160.6667 | 160.6667 | 0 | 160.6667 | 0 | 0 | 160.6667 | 9205.1424 | 160.0247 | 0 | 0.92051
2016-03-07 01:00 | 155605.8 | 50 | -16.6 | 33.4 | 0 | 33.4 | 93.3867 | 160.6667 | 160.6667 | 0 | 160.6667 | 0 | 0.55974 | 160.1069 | 9060.5424 | 160.6667 | 0 | 0.90605
2016-03-07 02:00 | 155589.2 | 50 | -16.6 | 33.4 | 0 | 33.4 | 93.3867 | 160.6667 | 160.6667 | 0 | 160.6667 | 0 | 0.70577 | 159.9609 | 8916.4462 | 160.1069 | 0 | 0.89164
2016-03-07 03:00 | 155572.6 | 50 | -16.6 | 33.4 | 0 | 33.4 | 93.3867 | 160.6667 | 160.6667 | 0 | 160.6667 | 0 | 4.9974 | 155.6693 | 8772.4814 | 159.9609 | 0 | 0.87725
2016-03-07 04:00 | 155556 | 50 | -16.6 | 33.4 | 0 | 33.4 | 93.3867 | 160.6667 | 160.6667 | 0 | 160.6667 | 0 | 2.4635 | 158.2032 | 8632.379 | 155.6693 | 0 | 0.86324
2016-03-07 05:00 | 155539.4 | 50 | -16.6 | 33.4 | 0 | 33.4 | 93.3867 | 160.6667 | 160.6667 | 0 | 160.6667 | 0 | 0.49928 | 160.1674 | 8489.9962 | 158.2032 | 0 | 0.849
2016-03-07 06:00 | 155522.8 | 50 | -16.6 | 33.4 | 0 | 33.4 | 93.3867 | 160.6667 | 160.6667 | 0 | 160.6667 | 0 | 0.6974 | 159.9693 | 8345.8455 | 160.1674 | 0 | 0.83458
2016-03-07 07:00 | 155506.2 | 50 | -16.6 | 33.4 | 0 | 33.4 | 93.3867 | 160.6667 | 160.6667 | 0 | 160.6667 | 0 | 5.8043 | 154.8623 | 8201.8732 | 159.9693 | 0 | 0.82019
2016-03-07 08:00 | 155489.6 | 50 | -50 | 0 | 0 | 0 | 0 | 160.6667 | 0 | 0 | 0 | 160.6667 | 717.4644 | -717.4644 | 8062.4971 | 154.8623 | 0 | 0.80625
2016-03-07 09:00 | 155439.6 | 50 | 150.4 | 200.4 | 0 | 200.4 | 560.32 | 1574.3868 | 964 | 0 | 964 | 610.3868 | 1574.3868 | -610.3868 | 8708.2151 | -717.4644 | 0 | 0.87082
2016-03-07 10:00 | 155590 | 50 | 150.4 | 200.4 | 0 | 200.4 | 560.32 | 2308.0735 | 964 | 0 | 964 | 1344.0735 | 2308.0735 | -1344.0735 | 9257.5632 | -610.3868 | 0 | 0.92576
2016-03-07 11:00 | 155740.4 | 50 | 150.4 | 200.4 | 0 | 200.4 | 560.32 | 2902.2785 | 964 | 0 | 964 | 1938.2785 | 2902.2785 | -1938.2785 | 9900 | -713.8187 | -2057.8921 | 0.99
2016-03-07 12:00 | 155890.8 | 50 | 150.4 | 200.4 | 0 | 200.4 | 560.32 | 3266.6159 | 964 | 0 | 964 | 2302.6159 | 3266.6159 | -2302.6159 | 9900 | 0 | -1938.2785 | 0.99
2016-03-07 13:00 | 156041.2 | 50 | 150.4 | 200.4 | 0 | 200.4 | 560.32 | 3402.1104 | 964 | 0 | 964 | 2438.1104 | 3402.1104 | -2438.1104 | 9900 | 0 | -2302.6159 | 0.99
2016-03-07 14:00 | 156191.6 | 50 | 150.4 | 200.4 | 0 | 200.4 | 560.32 | 3294.0503 | 964 | 0 | 964 | 2330.0503 | 3294.0503 | -2330.0503 | 9900 | 0 | -2438.1104 | 0.99
2016-03-07 15:00 | 156342 | 50 | 150.4 | 200.4 | 0 | 200.4 | 560.32 | 2942.7475 | 964 | 0 | 964 | 1978.7475 | 2942.7475 | -1978.7475 | 9900 | 0 | -2330.0503 | 0.99
2016-03-07 16:00 | 156492.4 | 50 | 150.4 | 200.4 | 0 | 200.4 | 560.32 | 2360.3108 | 964 | 0 | 964 | 1396.3108 | 2360.3108 | -1396.3108 | 9900 | 0 | -1978.7475 | 0.99
2016-03-07 17:00 | 156642.8 | 50 | 150.4 | 200.4 | 0 | 200.4 | 560.32 | 1636.1734 | 964 | 0 | 964 | 672.1734 | 1636.1734 | -672.1734 | 9900 | 0 | -1396.3108 | 0.99
2016-03-07 18:00 | 156793.2 | 50 | -50 | 0 | 0 | 0 | 0 | 160.6667 | 0 | 0 | 0 | 160.6667 | 791.8821 | -791.8821 | 9900 | 0 | -672.1734 | 0.99
2016-03-07 19:00 | 156743.2 | 50 | -16.6 | 33.4 | 0 | 33.4 | 93.3867 | 160.6667 | 160.6667 | 0 | 160.6667 | 0 | 0.66392 | 160.0027 | 9900 | 0 | -791.8821 | 0.99
2016-03-07 20:00 | 156726.6 | 50 | -16.6 | 33.4 | 0 | 33.4 | 93.3867 | 160.6667 | 160.6667 | 0 | 160.6667 | 0 | 0.69322 | 159.9734 | 9755.9975 | 160.0027 | 0 | 0.9756
2016-03-07 21:00 | 156710 | 50 | -16.6 | 33.4 | 0 | 33.4 | 93.3867 | 160.6667 | 160.6667 | 0 | 160.6667 | 0 | 1.7859 | 158.8808 | 9612.0214 | 159.9734 | 0 | 0.9612
2016-03-07 22:00 | 156693.4 | 50 | -16.6 | 33.4 | 0 | 33.4 | 93.3867 | 160.6667 | 160.6667 | 0 | 160.6667 | 0 | 0.33593 | 160.3307 | 9469.0287 | 158.8808 | 0 | 0.9469
2016-03-07 23:00 | 156676.8 | 50 | -50 | 0 | 0 | 0 | 0 | 160.6667 | 0 | 0 | 0 | 160.6667 | 2.3377 | -2.3377 | 9324.731 | 160.3307 | 0 | 0.93247
2016-03-08 | 156626.8 | 50 | -16.6 | 33.4 | 0 | 33.4 | 93.3867 | 160.6667 | 160.6667 | 0 | 160.6667 | 0 | 13.6128 | 147.0538 | 9326.8349 | -2.3377 | 0 | 0.93268
2016-03-08 01:00 | 156610.2 | 50 | -16.6 | 33.4 | 0 | 33.4 | 93.3867 | 160.6667 | 160.6667 | 0 | 160.6667 | 0 | 12.571 | 148.0957 | 9194.4865 | 147.0538 | 0 | 0.91945
2016-03-08 02:00 | 156593.6 | 50 | -16.6 | 33.4 | 0 | 33.4 | 93.3867 | 160.6667 | 160.6667 | 0 | 160.6667 | 0 | 9.9719 | 150.6948 | 9061.2004 | 148.0957 | 0 | 0.90612
2016-03-08 03:00 | 156577 | 50 | -16.6 | 33.4 | 0 | 33.4 | 93.3867 | 160.6667 | 160.6667 | 0 | 160.6667 | 0 | 17.347 | 143.3196 | 8925.5751 | 150.6948 | 0 | 0.89256
2016-03-08 04:00 | 156560.4 | 50 | -16.6 | 33.4 | 0 | 33.4 | 93.3867 | 160.6667 | 160.6667 | 0 | 160.6667 | 0 | 0.80693 | 159.8597 | 8796.5874 | 143.3196 | 0 | 0.87966
2016-03-08 05:00 | 156543.8 | 50 | -16.6 | 33.4 | 0 | 33.4 | 93.3867 | 160.6667 | 160.6667 | 0 | 160.6667 | 0 | 0 | 160.6667 | 8652.7136 | 159.8597 | 0 | 0.86527
2016-03-08 06:00 | 156527.2 | 50 | -16.6 | 33.4 | 0 | 33.4 | 93.3867 | 160.6667 | 160.6667 | 0 | 160.6667 | 0 | 0 | 160.6667 | 8508.1136 | 160.6667 | 0 | 0.85081
2016-03-08 07:00 | 156510.6 | 50 | -16.6 | 33.4 | 0 | 33.4 | 93.3867 | 160.6667 | 160.6667 | 0 | 160.6667 | 0 | 0 | 160.6667 | 8363.5136 | 160.6667 | 0 | 0.83635
2016-03-08 08:00 | 156494 | 50 | -50 | 0 | 0 | 0 | 0 | 160.6667 | 0 | 0 | 0 | 160.6667 | 733.7154 | -733.7154 | 8218.9136 | 160.6667 | 0 | 0.82189
2016-03-08 09:00 | 156444 | 50 | 150.4 | 200.4 | 0 | 200.4 | 560.32 | 1585.5904 | 964 | 0 | 964 | 621.5904 | 1585.5904 | -621.5904 | 8879.2575 | -733.7154 | 0 | 0.88793
2016-03-08 10:00 | 156594.4 | 50 | 150.4 | 200.4 | 0 | 200.4 | 560.32 | 2320.8684 | 964 | 0 | 964 | 1356.8684 | 2320.8684 | -1356.8684 | 9438.6889 | -621.5904 | 0 | 0.94387
2016-03-08 11:00 | 156744.8 | 50 | 150.4 | 200.4 | 0 | 200.4 | 560.32 | 2893.6807 | 964 | 0 | 964 | 1929.6807 | 2893.6807 | -1929.6807 | 9900 | -512.5679 | -1869.4363 | 0.99
2016-03-08 12:00 | 156895.2 | 50 | 150.4 | 200.4 | 0 | 200.4 | 560.32 | 3271.9945 | 964 | 0 | 964 | 2307.9945 | 3271.9945 | -2307.9945 | 9900 | 0 | -1929.6807 | 0.99
2016-03-08 13:00 | 157045.6 | 50 | 150.4 | 200.4 | 0 | 200.4 | 560.32 | 3356.8467 | 964 | 0 | 964 | 2392.8467 | 3356.8467 | -2392.8467 | 9900 | 0 | -2307.9945 | 0.99
2016-03-08 14:00 | 157196 | 50 | 150.4 | 200.4 | 0 | 200.4 | 560.32 | 2036.118 | 964 | 0 | 964 | 1072.118 | 2036.118 | -1072.118 | 9900 | 0 | -2392.8467 | 0.99
2016-03-08 15:00 | 157346.4 | 50 | 150.4 | 200.4 | 0 | 200.4 | 560.32 | 2962.2754 | 964 | 0 | 964 | 1998.2754 | 2962.2754 | -1998.2754 | 9900 | 0 | -1072.118 | 0.99
2016-03-08 16:00 | 157496.8 | 50 | 150.4 | 200.4 | 0 | 200.4 | 560.32 | 2408.9275 | 964 | 0 | 964 | 1444.9275 | 2408.9275 | -1444.9275 | 9900 | 0 | -1998.2754 | 0.99
2016-03-08 17:00 | 157647.2 | 50 | 150.4 | 200.4 | 0 | 200.4 | 560.32 | 1678.2361 | 964 | 0 | 964 | 714.2361 | 1678.2361 | -714.2361 | 9900 | 0 | -1444.9275 | 0.99
2016-03-08 18:00 | 157797.6 | 50 | -50 | 0 | 0 | 0 | 0 | 160.6667 | 0 | 0 | 0 | 160.6667 | 806.6583 | -806.6583 | 9900 | 0 | -714.2361 | 0.99
2016-03-08 19:00 | 157747.6 | 50 | -16.6 | 33.4 | 0 | 33.4 | 93.3867 | 160.6667 | 160.6667 | 0 | 160.6667 | 0 | 1.5746 | 159.0921 | 9900 | 0 | -806.6583 | 0.99
2016-03-08 20:00 | 157731 | 50 | -16.6 | 33.4 | 0 | 33.4 | 93.3867 | 160.6667 | 160.6667 | 0 | 160.6667 | 0 | 0.52713 | 160.1395 | 9756.8171 | 159.0921 | 0 | 0.97568
2016-03-08 21:00 | 157714.4 | 50 | -16.6 | 33.4 | 0 | 33.4 | 93.3867 | 160.6667 | 160.6667 | 0 | 160.6667 | 0 | 6.5997 | 154.067 | 9612.6916 | 160.1395 | 0 | 0.96127
2016-03-08 22:00 | 157697.8 | 50 | -16.6 | 33.4 | 0 | 33.4 | 93.3867 | 160.6667 | 160.6667 | 0 | 160.6667 | 2.8422e-14 | 18.5616 | 142.105 | 9474.0313 | 154.067 | 0 | 0.9474
2016-03-08 23:00 | 157681.2 | 50 | -16.6 | 33.4 | 0 | 33.4 | 93.3867 | 160.6667 | 160.6667 | 0 | 160.6667 | 0 | 16.6013 | 144.0654 | 9346.1368 | 142.105 | 0 | 0.93461
2016-03-09 | 157664.6 | 50 | -16.6 | 33.4 | 0 | 33.4 | 93.3867 | 160.6667 | 160.6667 | 0 | 160.6667 | 0 | 20.6782 | 139.9885 | 9216.4779 | 144.0654 | 0 | 0.92165
2016-03-09 01:00 | 157648 | 50 | -16.6 | 33.4 | 0 | 33.4 | 93.3867 | 160.6667 | 160.6667 | 0 | 160.6667 | 0 | 118.1068 | 42.5599 | 9090.4883 | 139.9885 | 0 | 0.90905
2016-03-09 02:00 | 157631.4 | 50 | -16.6 | 33.4 | 0 | 33.4 | 93.3867 | 160.6667 | 160.6667 | 0 | 160.6667 | 0 | 170.7359 | -10.0693 | 9052.1844 | 42.5599 | 0 | 0.90522
2016-03-09 03:00 | 157614.8 | 50 | -16.6 | 33.4 | 0 | 33.4 | 93.3867 | 160.6667 | 160.6667 | 0 | 160.6667 | 0 | 190.4445 | -29.7778 | 9061.2468 | -10.0693 | 0 | 0.90612
2016-03-09 04:00 | 157598.2 | 50 | -16.6 | 33.4 | 0 | 33.4 | 93.3867 | 160.6667 | 160.6667 | 0 | 160.6667 | 0 | 149.9683 | 10.6984 | 9088.0468 | -29.7778 | 0 | 0.9088
2016-03-09 05:00 | 157581.6 | 50 | -16.6 | 33.4 | 0 | 33.4 | 93.3867 | 160.6667 | 160.6667 | 0 | 160.6667 | 0 | 132.0173 | 28.6494 | 9078.4182 | 10.6984 | 0 | 0.90784
2016-03-09 06:00 | 157565 | 50 | -16.6 | 33.4 | 0 | 33.4 | 93.3867 | 160.6667 | 160.6667 | 0 | 160.6667 | 0 | 102.1106 | 58.5561 | 9052.6338 | 28.6494 | 0 | 0.90526
2016-03-09 07:00 | 157548.4 | 50 | -16.6 | 33.4 | 0 | 33.4 | 93.3867 | 160.6667 | 160.6667 | 0 | 160.6667 | 0 | 87.6391 | 73.0275 | 8999.9334 | 58.5561 | 0 | 0.89999
2016-03-09 08:00 | 157531.8 | 50 | -50 | 0 | 0 | 0 | 0 | 160.6667 | 0 | 0 | 0 | 160.6667 | 861.7684 | -861.7684 | 8934.2086 | 73.0275 | 0 | 0.89342
2016-03-09 09:00 | 157481.8 | 50 | 150.4 | 200.4 | 0 | 200.4 | 560.32 | 1676.7919 | 964 | 0 | 964 | 712.7919 | 1676.7919 | -712.7919 | 9709.8002 | -861.7684 | 0 | 0.97098
2016-03-09 10:00 | 157632.2 | 50 | 150.4 | 200.4 | 0 | 200.4 | 560.32 | 2558.1313 | 964 | 0 | 964 | 1594.1313 | 2558.1313 | -1594.1313 | 9900 | -211.3331 | -924.125 | 0.99
2016-03-09 11:00 | 157782.6 | 50 | 150.4 | 200.4 | 0 | 200.4 | 560.32 | 3218.9357 | 964 | 0 | 964 | 2254.9357 | 3218.9357 | -2254.9357 | 9900 | 0 | -1594.1313 | 0.99
2016-03-09 12:00 | 157933 | 50 | 150.4 | 200.4 | 0 | 200.4 | 560.32 | 3479.0475 | 964 | 0 | 964 | 2515.0475 | 3479.0475 | -2515.0475 | 9900 | 0 | -2254.9357 | 0.99
2016-03-09 13:00 | 158083.4 | 50 | 150.4 | 200.4 | 0 | 200.4 | 560.32 | 3384.4192 | 964 | 0 | 964 | 2420.4192 | 3384.4192 | -2420.4192 | 9900 | 0 | -2515.0475 | 0.99
2016-03-09 14:00 | 158233.8 | 50 | 150.4 | 200.4 | 0 | 200.4 | 560.32 | 3288.7074 | 964 | 0 | 964 | 2324.7074 | 3288.7074 | -2324.7074 | 9900 | 0 | -2420.4192 | 0.99
2016-03-09 15:00 | 158384.2 | 50 | 150.4 | 200.4 | 0 | 200.4 | 560.32 | 2937.0773 | 964 | 0 | 964 | 1973.0773 | 2937.0773 | -1973.0773 | 9900 | 0 | -2324.7074 | 0.99
2016-03-09 16:00 | 158534.6 | 50 | 150.4 | 200.4 | 0 | 200.4 | 560.32 | 2384.8666 | 964 | 0 | 964 | 1420.8666 | 2384.8666 | -1420.8666 | 9900 | 0 | -1973.0773 | 0.99
2016-03-09 17:00 | 158685 | 50 | 150.4 | 200.4 | 0 | 200.4 | 560.32 | 1661.7906 | 964 | 0 | 964 | 697.7906 | 1661.7906 | -697.7906 | 9900 | 0 | -1420.8666 | 0.99
2016-03-09 18:00 | 158835.4 | 50 | -50 | 0 | 0 | 0 | 0 | 160.6667 | 0 | 0 | 0 | 160.6667 | 813.5423 | -813.5423 | 9900 | 0 | -697.7906 | 0.99
2016-03-09 19:00 | 158785.4 | 50 | -16.6 | 33.4 | 0 | 33.4 | 93.3867 | 160.6667 | 160.6667 | 0 | 160.6667 | 0 | 6.7152 | 153.9515 | 9900 | 0 | -813.5423 | 0.99
2016-03-09 20:00 | 158768.8 | 50 | -16.6 | 33.4 | 0 | 33.4 | 93.3867 | 160.6667 | 160.6667 | 0 | 160.6667 | 0 | 0.90967 | 159.757 | 9761.4436 | 153.9515 | 0 | 0.97614
2016-03-09 21:00 | 158752.2 | 50 | -16.6 | 33.4 | 0 | 33.4 | 93.3867 | 160.6667 | 160.6667 | 0 | 160.6667 | 0 | 0.71544 | 159.9512 | 9617.6623 | 159.757 | 0 | 0.96177
2016-03-09 22:00 | 158735.6 | 50 | -16.6 | 33.4 | 0 | 33.4 | 93.3867 | 160.6667 | 160.6667 | 0 | 160.6667 | 0 | 0.29697 | 160.3697 | 9473.7062 | 159.9512 | 0 | 0.94737
2016-03-09 23:00 | 158719 | 50 | -16.6 | 33.4 | 0 | 33.4 | 93.3867 | 160.6667 | 160.6667 | 0 | 160.6667 | 0 | 0.51068 | 160.156 | 9329.3735 | 160.3697 | 0 | 0.93294
2016-03-10 | 158702.4 | 50 | -16.6 | 33.4 | 0 | 33.4 | 93.3867 | 160.6667 | 160.6667 | 0 | 160.6667 | 2.8422e-14 | 7.0915 | 153.5752 | 9185.2331 | 160.156 | 0 | 0.91852
2016-03-10 01:00 | 158685.8 | 50 | -16.6 | 33.4 | 0 | 33.4 | 93.3867 | 160.6667 | 160.6667 | 0 | 160.6667 | 0 | 2.5143 | 158.1524 | 9047.0154 | 153.5752 | 0 | 0.9047
2016-03-10 02:00 | 158669.2 | 50 | -16.6 | 33.4 | 0 | 33.4 | 93.3867 | 160.6667 | 160.6667 | 0 | 160.6667 | 0 | 2.5304 | 158.1362 | 8904.6783 | 158.1524 | 0 | 0.89047
2016-03-10 03:00 | 158652.6 | 50 | -16.6 | 33.4 | 0 | 33.4 | 93.3867 | 160.6667 | 160.6667 | 0 | 160.6667 | 0 | 1.6335 | 159.0332 | 8762.3557 | 158.1362 | 0 | 0.87624
2016-03-10 04:00 | 158636 | 50 | -16.6 | 33.4 | 0 | 33.4 | 93.3867 | 160.6667 | 160.6667 | 0 | 160.6667 | 0 | 0.82814 | 159.8385 | 8619.2258 | 159.0332 | 0 | 0.86192
2016-03-10 05:00 | 158619.4 | 50 | -16.6 | 33.4 | 0 | 33.4 | 93.3867 | 160.6667 | 160.6667 | 0 | 160.6667 | 2.8422e-14 | 0.8404 | 159.8263 | 8475.3712 | 159.8385 | 0 | 0.84754
2016-03-10 06:00 | 158602.8 | 50 | -16.6 | 33.4 | 0 | 33.4 | 93.3867 | 160.6667 | 160.6667 | 0 | 160.6667 | 0 | 0.35988 | 160.3068 | 8331.5275 | 159.8263 | 0 | 0.83315
2016-03-10 07:00 | 158586.2 | 50 | -16.6 | 33.4 | 0 | 33.4 | 93.3867 | 160.6667 | 160.6667 | 0 | 160.6667 | 0 | 2.8375 | 157.8291 | 8187.2514 | 160.3068 | 0 | 0.81873
2016-03-10 08:00 | 158569.6 | 50 | -50 | 0 | 0 | 0 | 0 | 160.6667 | 0 | 0 | 0 | 160.6667 | 769.146 | -769.146 | 8045.2052 | 157.8291 | 0 | 0.80452
2016-03-10 09:00 | 158519.6 | 50 | 150.4 | 200.4 | 0 | 200.4 | 560.32 | 1667.6488 | 964 | 0 | 964 | 703.6488 | 1667.6488 | -703.6488 | 8737.4366 | -769.146 | 0 | 0.87374
2016-03-10 10:00 | 158670 | 50 | 150.4 | 200.4 | 0 | 200.4 | 560.32 | 2478.4812 | 964 | 0 | 964 | 1514.4812 | 2478.4812 | -1514.4812 | 9370.7205 | -703.6488 | 0 | 0.93707
2016-03-10 11:00 | 158820.4 | 50 | 150.4 | 200.4 | 0 | 200.4 | 560.32 | 3104.1187 | 964 | 0 | 964 | 2140.1187 | 3104.1187 | -2140.1187 | 9900 | -588.0883 | -2102.5695 | 0.99
2016-03-10 12:00 | 158970.8 | 50 | 150.4 | 200.4 | 0 | 200.4 | 560.32 | 3638.1162 | 964 | 0 | 964 | 2674.1162 | 3638.1162 | -2674.1162 | 9900 | 0 | -2140.1187 | 0.99
2016-03-10 13:00 | 159121.2 | 50 | 150.4 | 200.4 | 0 | 200.4 | 560.32 | 3790.6203 | 964 | 0 | 964 | 2826.6203 | 3790.6203 | -2826.6203 | 9900 | 0 | -2674.1162 | 0.99
2016-03-10 14:00 | 159271.6 | 50 | 150.4 | 200.4 | 0 | 200.4 | 560.32 | 3569.5699 | 964 | 0 | 964 | 2605.5699 | 3569.5699 | -2605.5699 | 9900 | 0 | -2826.6203 | 0.99
2016-03-10 15:00 | 159422 | 50 | 150.4 | 200.4 | 0 | 200.4 | 560.32 | 3017.6046 | 964 | 0 | 964 | 2053.6046 | 3017.6046 | -2053.6046 | 9900 | 0 | -2605.5699 | 0.99
2016-03-10 16:00 | 159572.4 | 50 | 150.4 | 200.4 | 0 | 200.4 | 560.32 | 2579.5441 | 964 | 0 | 964 | 1615.5441 | 2579.5441 | -1615.5441 | 9900 | 0 | -2053.6046 | 0.99
2016-03-10 17:00 | 159722.8 | 50 | 150.4 | 200.4 | 0 | 200.4 | 560.32 | 1974.6965 | 964 | 0 | 964 | 1010.6965 | 1974.6965 | -1010.6965 | 9900 | 0 | -1615.5441 | 0.99
2016-03-10 18:00 | 159873.2 | 50 | 150.4 | 200.4 | 0 | 200.4 | 560.32 | 1276.2936 | 964 | 0 | 964 | 312.2936 | 1276.2936 | -312.2936 | 9900 | 0 | -1010.6965 | 0.99
2016-03-10 19:00 | 160023.6 | 50 | -50 | 0 | 0 | 0 | 0 | 160.6667 | 0 | 0 | 0 | 160.6667 | 462.8074 | -462.8074 | 9900 | 0 | -312.2936 | 0.99
2016-03-10 20:00 | 159973.6 | 50 | -16.6 | 33.4 | 0 | 33.4 | 93.3867 | 160.6667 | 160.6667 | 0 | 160.6667 | 0 | 325.7502 | -165.0835 | 9900 | 0 | -462.8074 | 0.99
2016-03-10 21:00 | 159957 | 50 | -16.6 | 33.4 | 0 | 33.4 | 93.3867 | 160.6667 | 160.6667 | 0 | 160.6667 | 0 | 263.3808 | -102.7142 | 9900 | 0 | -165.0835 | 0.99
2016-03-10 22:00 | 159940.4 | 50 | -16.6 | 33.4 | 0 | 33.4 | 93.3867 | 160.6667 | 160.6667 | 0 | 160.6667 | 0 | 402.53 | -241.8633 | 9900 | 0 | -102.7142 | 0.99
2016-03-10 23:00 | 159923.8 | 50 | -16.6 | 33.4 | 0 | 33.4 | 93.3867 | 160.6667 | 160.6667 | 0 | 160.6667 | 0 | 297.9219 | -137.2552 | 9900 | 0 | -241.8633 | 0.99
2016-03-11 | 159907.2 | 50 | -16.6 | 33.4 | 0 | 33.4 | 93.3867 | 160.6667 | 160.6667 | 0 | 160.6667 | 0 | 256.1083 | -95.4417 | 9900 | 0 | -137.2552 | 0.99
2016-03-11 01:00 | 159890.6 | 50 | -16.6 | 33.4 | 0 | 33.4 | 93.3867 | 160.6667 | 160.6667 | 0 | 160.6667 | 0 | 324.5987 | -163.932 | 9900 | 0 | -95.4417 | 0.99
2016-03-11 02:00 | 159874 | 50 | -16.6 | 33.4 | 0 | 33.4 | 93.3867 | 160.6667 | 160.6667 | 0 | 160.6667 | 0 | 331.6422 | -170.9755 | 9900 | 0 | -163.932 | 0.99
2016-03-11 03:00 | 159857.4 | 50 | -16.6 | 33.4 | 0 | 33.4 | 93.3867 | 160.6667 | 160.6667 | 0 | 160.6667 | 0 | 279.4785 | -118.8119 | 9900 | 0 | -170.9755 | 0.99
2016-03-11 04:00 | 159840.8 | 50 | -16.6 | 33.4 | 0 | 33.4 | 93.3867 | 160.6667 | 160.6667 | 0 | 160.6667 | 0 | 287.0593 | -126.3926 | 9900 | 0 | -118.8119 | 0.99
2016-03-11 05:00 | 159824.2 | 50 | -16.6 | 33.4 | 0 | 33.4 | 93.3867 | 160.6667 | 160.6667 | 0 | 160.6667 | 0 | 273.1643 | -112.4977 | 9900 | 0 | -126.3926 | 0.99
2016-03-11 06:00 | 159807.6 | 50 | -16.6 | 33.4 | 0 | 33.4 | 93.3867 | 160.6667 | 160.6667 | 0 | 160.6667 | 0 | 352.5422 | -191.8755 | 9900 | 0 | -112.4977 | 0.99
2016-03-11 07:00 | 159791 | 50 | -50 | 0 | 0 | 0 | 0 | 160.6667 | 0 | 0 | 0 | 160.6667 | 458.2221 | -458.2221 | 9900 | 0 | -191.8755 | 0.99
2016-03-11 08:00 | 159741 | 50 | -50 | 0 | 0 | 0 | 0 | 160.6667 | 0 | 0 | 0 | 160.6667 | 869.0376 | -869.0376 | 9900 | 0 | -458.2221 | 0.99
2016-03-11 09:00 | 159691 | 50 | 150.4 | 200.4 | 0 | 200.4 | 560.32 | 1316.2004 | 964 | 0 | 964 | 352.2004 | 1316.2004 | -352.2004 | 9900 | 0 | -869.0376 | 0.99
2016-03-11 10:00 | 159841.4 | 50 | 150.4 | 200.4 | 0 | 200.4 | 560.32 | 1936.4468 | 964 | 0 | 964 | 972.4468 | 1936.4468 | -972.4468 | 9900 | 0 | -352.2004 | 0.99
2016-03-11 11:00 | 159991.8 | 50 | 150.4 | 200.4 | 0 | 200.4 | 560.32 | 3758.2385 | 964 | 0 | 964 | 2794.2385 | 3758.2385 | -2794.2385 | 9900 | 0 | -972.4468 | 0.99
2016-03-11 12:00 | 160142.2 | 50 | 150.4 | 200.4 | 0 | 200.4 | 560.32 | 4177.2087 | 964 | 0 | 964 | 3213.2087 | 4177.2087 | -3213.2087 | 9900 | 0 | -2794.2385 | 0.99
2016-03-11 13:00 | 160292.6 | 50 | 150.4 | 200.4 | 0 | 200.4 | 560.32 | 4368.2646 | 964 | 0 | 964 | 3404.2646 | 4368.2646 | -3404.2646 | 9900 | 0 | -3213.2087 | 0.99
2016-03-11 14:00 | 160443 | 50 | 150.4 | 200.4 | 0 | 200.4 | 560.32 | 4289.491 | 964 | 0 | 964 | 3325.491 | 4289.491 | -3325.491 | 9900 | 0 | -3404.2646 | 0.99
2016-03-11 15:00 | 160593.4 | 50 | 150.4 | 200.4 | 0 | 200.4 | 560.32 | 3952.8759 | 964 | 0 | 964 | 2988.8759 | 3952.8759 | -2988.8759 | 9900 | 0 | -3325.491 | 0.99
2016-03-11 16:00 | 160743.8 | 50 | 150.4 | 200.4 | 0 | 200.4 | 560.32 | 2297.7272 | 964 | 0 | 964 | 1333.7272 | 2297.7272 | -1333.7272 | 9900 | 0 | -2988.8759 | 0.99
2016-03-11 17:00 | 160894.2 | 50 | 150.4 | 200.4 | 0 | 200.4 | 560.32 | 2673.3589 | 964 | 0 | 964 | 1709.3589 | 2673.3589 | -1709.3589 | 9900 | 0 | -1333.7272 | 0.99
2016-03-11 18:00 | 161044.6 | 50 | 150.4 | 200.4 | 0 | 200.4 | 560.32 | 1759.7276 | 964 | 0 | 964 | 795.7276 | 1759.7276 | -795.7276 | 9900 | 0 | -1709.3589 | 0.99
2016-03-11 19:00 | 161195 | 50 | -50 | 0 | 0 | 0 | 0 | 160.6667 | 0 | 0 | 0 | 160.6667 | 806.6977 | -806.6977 | 9900 | 0 | -795.7276 | 0.99
2016-03-11 20:00 | 161145 | 50 | -50 | 0 | 0 | 0 | 0 | 160.6667 | 0 | 0 | 0 | 160.6667 | 693.1429 | -693.1429 | 9900 | 0 | -806.6977 | 0.99
2016-03-11 21:00 | 161095 | 50 | -50 | 0 | 0 | 0 | 0 | 160.6667 | 0 | 0 | 0 | 160.6667 | 541.7235 | -541.7235 | 9900 | 0 | -693.1429 | 0.99
2016-03-11 22:00 | 161045 | 50 | -16.6 | 33.4 | 0 | 33.4 | 93.3867 | 160.6667 | 160.6667 | 0 | 160.6667 | 0 | 396.6551 | -235.9884 | 9900 | 0 | -541.7235 | 0.99
2016-03-11 23:00 | 161028.4 | 50 | -16.6 | 33.4 | 0 | 33.4 | 93.3867 | 160.6667 | 160.6667 | 0 | 160.6667 | 0 | 409.193 | -248.5263 | 9900 | 0 | -235.9884 | 0.99
2016-03-12 | 161011.8 | 50 | -50 | 0 | 0 | 0 | 0 | 160.6667 | 0 | 0 | 0 | 160.6667 | 568.7321 | -568.7321 | 9900 | 0 | -248.5263 | 0.99
2016-03-12 01:00 | 160961.8 | 50 | -50 | 0 | 0 | 0 | 0 | 160.6667 | 0 | 0 | 0 | 160.6667 | 712.8477 | -712.8477 | 9900 | 0 | -568.7321 | 0.99
2016-03-12 02:00 | 160911.8 | 50 | -50 | 0 | 0 | 0 | 0 | 160.6667 | 0 | 0 | 0 | 160.6667 | 583.428 | -583.428 | 9900 | 0 | -712.8477 | 0.99
2016-03-12 03:00 | 160861.8 | 50 | -50 | 0 | 0 | 0 | 0 | 160.6667 | 0 | 0 | 0 | 160.6667 | 568.4938 | -568.4938 | 9900 | 0 | -583.428 | 0.99
2016-03-12 04:00 | 160811.8 | 50 | -50 | 0 | 0 | 0 | 0 | 160.6667 | 0 | 0 | 0 | 160.6667 | 661.0647 | -661.0647 | 9900 | 0 | -568.4938 | 0.99
2016-03-12 05:00 | 160761.8 | 50 | -50 | 0 | 0 | 0 | 0 | 160.6667 | 0 | 0 | 0 | 160.6667 | 613.9584 | -613.9584 | 9900 | 0 | -661.0647 | 0.99
2016-03-12 06:00 | 160711.8 | 50 | -50 | 0 | 0 | 0 | 0 | 160.6667 | 0 | 0 | 0 | 160.6667 | 679.653 | -679.653 | 9900 | 0 | -613.9584 | 0.99
2016-03-12 07:00 | 160661.8 | 50 | -50 | 0 | 0 | 0 | 0 | 160.6667 | 0 | 0 | 0 | 160.6667 | 740.4034 | -740.4034 | 9900 | 0 | -679.653 | 0.99
2016-03-12 08:00 | 160611.8 | 50 | 150.4 | 200.4 | 0 | 200.4 | 560.32 | 1744.4177 | 964 | 0 | 964 | 780.4177 | 1744.4177 | -780.4177 | 9900 | 0 | -740.4034 | 0.99
2016-03-12 09:00 | 160762.2 | 50 | 150.4 | 200.4 | 0 | 200.4 | 560.32 | 2632.2405 | 964 | 0 | 964 | 1668.2405 | 2632.2405 | -1668.2405 | 9900 | 0 | -780.4177 | 0.99
2016-03-12 10:00 | 160912.6 | 50 | 150.4 | 200.4 | 0 | 200.4 | 560.32 | 3034.3728 | 964 | 0 | 964 | 2070.3728 | 3034.3728 | -2070.3728 | 9900 | 0 | -1668.2405 | 0.99
2016-03-12 11:00 | 161063 | 50 | 150.4 | 200.4 | 0 | 200.4 | 560.32 | 3931.7742 | 964 | 0 | 964 | 2967.7742 | 3931.7742 | -2967.7742 | 9900 | 0 | -2070.3728 | 0.99
2016-03-12 12:00 | 161213.4 | 50 | 150.4 | 200.4 | 0 | 200.4 | 560.32 | 4261.4426 | 964 | 0 | 964 | 3297.4426 | 4261.4426 | -3297.4426 | 9900 | 0 | -2967.7742 | 0.99
2016-03-12 13:00 | 161363.8 | 50 | 150.4 | 200.4 | 0 | 200.4 | 560.32 | 4392.5632 | 964 | 0 | 964 | 3428.5632 | 4392.5632 | -3428.5632 | 9900 | 0 | -3297.4426 | 0.99
2016-03-12 14:00 | 161514.2 | 50 | 150.4 | 200.4 | 0 | 200.4 | 560.32 | 4299.6102 | 964 | 0 | 964 | 3335.6102 | 4299.6102 | -3335.6102 | 9900 | 0 | -3428.5632 | 0.99
2016-03-12 15:00 | 161664.6 | 50 | 150.4 | 200.4 | 0 | 200.4 | 560.32 | 3953.7152 | 964 | 0 | 964 | 2989.7152 | 3953.7152 | -2989.7152 | 9900 | 0 | -3335.6102 | 0.99
2016-03-12 16:00 | 161815 | 50 | 150.4 | 200.4 | 0 | 200.4 | 560.32 | 3398.8815 | 964 | 0 | 964 | 2434.8815 | 3398.8815 | -2434.8815 | 9900 | 0 | -2989.7152 | 0.99
2016-03-12 17:00 | 161965.4 | 50 | 150.4 | 200.4 | 0 | 200.4 | 560.32 | 2684.5148 | 964 | 0 | 964 | 1720.5148 | 2684.5148 | -1720.5148 | 9900 | 0 | -2434.8815 | 0.99
2016-03-12 18:00 | 162115.8 | 50 | 150.4 | 200.4 | 0 | 200.4 | 560.32 | 1833.5606 | 964 | 0 | 964 | 869.5606 | 1833.5606 | -869.5606 | 9900 | 0 | -1720.5148 | 0.99
2016-03-12 19:00 | 162266.2 | 50 | 150.4 | 200.4 | 0 | 200.4 | 560.32 | 998.1696 | 964 | 0 | 964 | 34.1696 | 998.1696 | -34.1696 | 9900 | 0 | -869.5606 | 0.99
2016-03-12 20:00 | 162416.6 | 50 | -50 | 0 | 0 | 0 | 0 | 160.6667 | 0 | 0 | 0 | 160.6667 | 948.5931 | -948.5931 | 9900 | 0 | -34.1696 | 0.99
2016-03-12 21:00 | 162366.6 | 50 | 150.4 | 200.4 | 0 | 200.4 | 560.32 | 980.5498 | 964 | 0 | 964 | 16.5498 | 980.5498 | -16.5498 | 9900 | 0 | -948.5931 | 0.99
2016-03-12 22:00 | 162517 | 50 | -50 | 0 | 0 | 0 | 0 | 160.6667 | 0 | 0 | 0 | 160.6667 | 912.7489 | -912.7489 | 9900 | 0 | -16.5498 | 0.99
2016-03-12 23:00 | 162467 | 50 | -50 | 0 | 0 | 0 | 0 | 160.6667 | 0 | 0 | 0 | 160.6667 | 937.0671 | -937.0671 | 9900 | 0 | -912.7489 | 0.99
2016-03-13 | 162417 | 50 | -50 | 0 | 0 | 0 | 0 | 160.6667 | 0 | 0 | 0 | 160.6667 | 915.9199 | -915.9199 | 9900 | 0 | -937.0671 | 0.99
2016-03-13 01:00 | 162367 | 50 | -50 | 0 | 0 | 0 | 0 | 160.6667 | 0 | 0 | 0 | 160.6667 | 894.2771 | -894.2771 | 9900 | 0 | -915.9199 | 0.99
2016-03-13 02:00 | 162317 | 50 | -50 | 0 | 0 | 0 | 0 | 160.6667 | 0 | 0 | 0 | 160.6667 | 936.7965 | -936.7965 | 9900 | 0 | -894.2771 | 0.99
2016-03-13 03:00 | 162267 | 50 | -50 | 0 | 0 | 0 | 0 | 160.6667 | 0 | 0 | 0 | 160.6667 | 902.0022 | -902.0022 | 9900 | 0 | -936.7965 | 0.99
2016-03-13 04:00 | 162217 | 50 | -50 | 0 | 0 | 0 | 0 | 160.6667 | 0 | 0 | 0 | 160.6667 | 867.6277 | -867.6277 | 9900 | 0 | -902.0022 | 0.99
2016-03-13 05:00 | 162167 | 50 | -50 | 0 | 0 | 0 | 0 | 160.6667 | 0 | 0 | 0 | 160.6667 | 572.4393 | -572.4393 | 9900 | 0 | -867.6277 | 0.99
2016-03-13 06:00 | 162117 | 50 | -16.6 | 33.4 | 0 | 33.4 | 93.3867 | 160.6667 | 160.6667 | 0 | 160.6667 | 0 | 272.1472 | -111.4805 | 9900 | 0 | -572.4393 | 0.99
2016-03-13 07:00 | 162100.4 | 50 | -16.6 | 33.4 | 0 | 33.4 | 93.3867 | 160.6667 | 160.6667 | 0 | 160.6667 | 0 | 318.7067 | -158.0401 | 9900 | 0 | -111.4805 | 0.99
2016-03-13 08:00 | 162083.8 | 50 | -50 | 0 | 0 | 0 | 0 | 160.6667 | 0 | 0 | 0 | 160.6667 | 801.9703 | -801.9703 | 9900 | 0 | -158.0401 | 0.99
2016-03-13 09:00 | 162033.8 | 50 | 150.4 | 200.4 | 0 | 200.4 | 560.32 | 2407.2243 | 964 | 0 | 964 | 1443.2243 | 2407.2243 | -1443.2243 | 9900 | 0 | -801.9703 | 0.99
2016-03-13 10:00 | 162184.2 | 50 | 150.4 | 200.4 | 0 | 200.4 | 560.32 | 3252.6815 | 964 | 0 | 964 | 2288.6815 | 3252.6815 | -2288.6815 | 9900 | 0 | -1443.2243 | 0.99
2016-03-13 11:00 | 162334.6 | 50 | 150.4 | 200.4 | 0 | 200.4 | 560.32 | 3727.4717 | 964 | 0 | 964 | 2763.4717 | 3727.4717 | -2763.4717 | 9900 | 0 | -2288.6815 | 0.99
2016-03-13 12:00 | 162485 | 50 | 150.4 | 200.4 | 0 | 200.4 | 560.32 | 2690.6928 | 964 | 0 | 964 | 1726.6928 | 2690.6928 | -1726.6928 | 9900 | 0 | -2763.4717 | 0.99
2016-03-13 13:00 | 162635.4 | 50 | 150.4 | 200.4 | 0 | 200.4 | 560.32 | 4101.7196 | 964 | 0 | 964 | 3137.7196 | 4101.7196 | -3137.7196 | 9900 | 0 | -1726.6928 | 0.99
2016-03-13 14:00 | 162785.8 | 50 | 150.4 | 200.4 | 0 | 200.4 | 560.32 | 3906.613 | 964 | 0 | 964 | 2942.613 | 3906.613 | -2942.613 | 9900 | 0 | -3137.7196 | 0.99
2016-03-13 15:00 | 162936.2 | 50 | 150.4 | 200.4 | 0 | 200.4 | 560.32 | 3540.0297 | 964 | 0 | 964 | 2576.0297 | 3540.0297 | -2576.0297 | 9900 | 0 | -2942.613 | 0.99
2016-03-13 16:00 | 163086.6 | 50 | 150.4 | 200.4 | 0 | 200.4 | 560.32 | 3050.7582 | 964 | 0 | 964 | 2086.7582 | 3050.7582 | -2086.7582 | 9900 | 0 | -2576.0297 | 0.99
2016-03-13 17:00 | 163237 | 50 | 150.4 | 200.4 | 0 | 200.4 | 560.32 | 2455.7111 | 964 | 0 | 964 | 1491.7111 | 2455.7111 | -1491.7111 | 9900 | 0 | -2086.7582 | 0.99
2016-03-13 18:00 | 163387.4 | 50 | 150.4 | 200.4 | 0 | 200.4 | 560.32 | 1606.2232 | 964 | 0 | 964 | 642.2232 | 1606.2232 | -642.2232 | 9900 | 0 | -1491.7111 | 0.99
2016-03-13 19:00 | 163537.8 | 50 | -50 | 0 | 0 | 0 | 0 | 160.6667 | 0 | 0 | 0 | 160.6667 | 603.6316 | -603.6316 | 9900 | 0 | -642.2232 | 0.99
2016-03-13 20:00 | 163487.8 | 50 | -16.6 | 33.4 | 0 | 33.4 | 93.3867 | 160.6667 | 160.6667 | 0 | 160.6667 | 0 | 396.5357 | -235.869 | 9900 | 0 | -603.6316 | 0.99
2016-03-13 21:00 | 163471.2 | 50 | -16.6 | 33.4 | 0 | 33.4 | 93.3867 | 160.6667 | 160.6667 | 0 | 160.6667 | 0 | 330.0492 | -169.3825 | 9900 | 0 | -235.869 | 0.99
2016-03-13 22:00 | 163454.6 | 50 | -16.6 | 33.4 | 0 | 33.4 | 93.3867 | 160.6667 | 160.6667 | 0 | 160.6667 | 0 | 252.2602 | -91.5935 | 9900 | 0 | -169.3825 | 0.99
2016-03-13 23:00 | 163438 | 50 | -16.6 | 33.4 | 0 | 33.4 | 93.3867 | 160.6667 | 160.6667 | 0 | 160.6667 | 0 | 217.8873 | -57.2207 | 9900 | 0 | -91.5935 | 0.99
2016-03-14 | 163421.4 | 50 | -16.6 | 33.4 | 0 | 33.4 | 93.3867 | 160.6667 | 160.6667 | 0 | 160.6667 | 0 | 185.7157 | -25.049 | 9900 | 0 | -57.2207 | 0.99
2016-03-14 01:00 | 163404.8 | 50 | -16.6 | 33.4 | 0 | 33.4 | 93.3867 | 160.6667 | 160.6667 | 0 | 160.6667 | 0 | 140.456 | 20.2107 | 9900 | 0 | -25.049 | 0.99
2016-03-14 02:00 | 163388.2 | 50 | -16.6 | 33.4 | 0 | 33.4 | 93.3867 | 160.6667 | 160.6667 | 0 | 160.6667 | 0 | 70.9418 | 89.7248 | 9881.8104 | 20.2107 | 0 | 0.98818
2016-03-14 03:00 | 163371.6 | 50 | -16.6 | 33.4 | 0 | 33.4 | 93.3867 | 160.6667 | 160.6667 | 0 | 160.6667 | 0 | 40.4659 | 120.2008 | 9801.058 | 89.7248 | 0 | 0.98011
2016-03-14 04:00 | 163355 | 50 | -16.6 | 33.4 | 0 | 33.4 | 93.3867 | 160.6667 | 160.6667 | 0 | 160.6667 | 0 | 53.5286 | 107.138 | 9692.8773 | 120.2008 | 0 | 0.96929
2016-03-14 05:00 | 163338.4 | 50 | -16.6 | 33.4 | 0 | 33.4 | 93.3867 | 160.6667 | 160.6667 | 0 | 160.6667 | 0 | 34.1548 | 126.5119 | 9596.4531 | 107.138 | 0 | 0.95965
2016-03-14 06:00 | 163321.8 | 50 | -16.6 | 33.4 | 0 | 33.4 | 93.3867 | 160.6667 | 160.6667 | 0 | 160.6667 | 0 | 51.6025 | 109.0641 | 9482.5923 | 126.5119 | 0 | 0.94826
2016-03-14 07:00 | 163305.2 | 50 | -16.6 | 33.4 | 0 | 33.4 | 93.3867 | 160.6667 | 160.6667 | 0 | 160.6667 | 0 | 26.0712 | 134.5955 | 9384.4346 | 109.0641 | 0 | 0.93844
2016-03-14 08:00 | 163288.6 | 50 | -50 | 0 | 0 | 0 | 0 | 160.6667 | 0 | 0 | 0 | 160.6667 | 870.52 | -870.52 | 9263.2987 | 134.5955 | 0 | 0.92633
2016-03-14 09:00 | 163238.6 | 50 | 150.4 | 200.4 | 0 | 200.4 | 560.32 | 1875.5233 | 964 | 0 | 964 | 911.5233 | 1875.5233 | -911.5233 | 9900 | -707.4459 | -1577.9658 | 0.99
2016-03-14 10:00 | 163389 | 50 | 150.4 | 200.4 | 0 | 200.4 | 560.32 | 2748.6925 | 964 | 0 | 964 | 1784.6925 | 2748.6925 | -1784.6925 | 9900 | 0 | -911.5233 | 0.99
2016-03-14 11:00 | 163539.4 | 50 | 150.4 | 200.4 | 0 | 200.4 | 560.32 | 3389.5002 | 964 | 0 | 964 | 2425.5002 | 3389.5002 | -2425.5002 | 9900 | 0 | -1784.6925 | 0.99
2016-03-14 12:00 | 163689.8 | 50 | 150.4 | 200.4 | 0 | 200.4 | 560.32 | 2345.2863 | 964 | 0 | 964 | 1381.2863 | 2345.2863 | -1381.2863 | 9900 | 0 | -2425.5002 | 0.99
2016-03-14 13:00 | 163840.2 | 50 | 150.4 | 200.4 | 0 | 200.4 | 560.32 | 3820.8992 | 964 | 0 | 964 | 2856.8992 | 3820.8992 | -2856.8992 | 9900 | 0 | -1381.2863 | 0.99
2016-03-14 14:00 | 163990.6 | 50 | 150.4 | 200.4 | 0 | 200.4 | 560.32 | 3624.498 | 964 | 0 | 964 | 2660.498 | 3624.498 | -2660.498 | 9900 | 0 | -2856.8992 | 0.99
2016-03-14 15:00 | 164141 | 50 | 150.4 | 200.4 | 0 | 200.4 | 560.32 | 3215.009 | 964 | 0 | 964 | 2251.009 | 3215.009 | -2251.009 | 9900 | 0 | -2660.498 | 0.99
2016-03-14 16:00 | 164291.4 | 50 | 150.4 | 200.4 | 0 | 200.4 | 560.32 | 2563.8656 | 964 | 0 | 964 | 1599.8656 | 2563.8656 | -1599.8656 | 9900 | 0 | -2251.009 | 0.99
2016-03-14 17:00 | 164441.8 | 50 | 150.4 | 200.4 | 0 | 200.4 | 560.32 | 1853.0465 | 964 | 0 | 964 | 889.0465 | 1853.0465 | -889.0465 | 9900 | 0 | -1599.8656 | 0.99
2016-03-14 18:00 | 164592.2 | 50 | 150.4 | 200.4 | 0 | 200.4 | 560.32 | 978.965 | 964 | 0 | 964 | 14.965 | 978.965 | -14.965 | 9900 | 0 | -889.0465 | 0.99
2016-03-14 19:00 | 164742.6 | 50 | -16.6 | 33.4 | 0 | 33.4 | 93.3867 | 160.6667 | 160.6667 | 0 | 160.6667 | 0 | 79.2089 | 81.4577 | 9900 | 0 | -14.965 | 0.99
2016-03-14 20:00 | 164726 | 50 | -16.6 | 33.4 | 0 | 33.4 | 93.3867 | 160.6667 | 160.6667 | 0 | 160.6667 | 0 | 92.7021 | 67.9646 | 9826.688 | 81.4577 | 0 | 0.98267
2016-03-14 21:00 | 164709.4 | 50 | -16.6 | 33.4 | 0 | 33.4 | 93.3867 | 160.6667 | 160.6667 | 0 | 160.6667 | 0 | 51.5974 | 109.0693 | 9765.5199 | 67.9646 | 0 | 0.97655
2016-03-14 22:00 | 164692.8 | 50 | -16.6 | 33.4 | 0 | 33.4 | 93.3867 | 160.6667 | 160.6667 | 0 | 160.6667 | 0 | 21.2512 | 139.4154 | 9667.3576 | 109.0693 | 0 | 0.96674
2016-03-14 23:00 | 164676.2 | 50 | -16.6 | 33.4 | 0 | 33.4 | 93.3867 | 160.6667 | 160.6667 | 0 | 160.6667 | 0 | 23.0251 | 137.6416 | 9541.8837 | 139.4154 | 0 | 0.95419
2016-03-15 | 164659.6 | 50 | -16.6 | 33.4 | 0 | 33.4 | 93.3867 | 160.6667 | 160.6667 | 0 | 160.6667 | 0 | 19.4061 | 141.2606 | 9418.0063 | 137.6416 | 0 | 0.9418
2016-03-15 01:00 | 164643 | 50 | -16.6 | 33.4 | 0 | 33.4 | 93.3867 | 160.6667 | 160.6667 | 0 | 160.6667 | 2.8422e-14 | 22.0573 | 138.6094 | 9290.8718 | 141.2606 | 0 | 0.92909
2016-03-15 02:00 | 164626.4 | 50 | -16.6 | 33.4 | 0 | 33.4 | 93.3867 | 160.6667 | 160.6667 | 0 | 160.6667 | 0 | 24.4985 | 136.1681 | 9166.1233 | 138.6094 | 0 | 0.91661
2016-03-15 03:00 | 164609.8 | 50 | -16.6 | 33.4 | 0 | 33.4 | 93.3867 | 160.6667 | 160.6667 | 0 | 160.6667 | 0 | 12.8424 | 147.8242 | 9043.572 | 136.1681 | 0 | 0.90436
2016-03-15 04:00 | 164593.2 | 50 | -16.6 | 33.4 | 0 | 33.4 | 93.3867 | 160.6667 | 160.6667 | 0 | 160.6667 | 0 | 16.4752 | 144.1915 | 8910.5302 | 147.8242 | 0 | 0.89105
2016-03-15 05:00 | 164576.6 | 50 | -16.6 | 33.4 | 0 | 33.4 | 93.3867 | 160.6667 | 160.6667 | 0 | 160.6667 | 0 | 44.9738 | 115.6929 | 8780.7579 | 144.1915 | 0 | 0.87808
2016-03-15 06:00 | 164560 | 50 | -16.6 | 33.4 | 0 | 33.4 | 93.3867 | 160.6667 | 160.6667 | 0 | 160.6667 | 0 | 37.0388 | 123.6279 | 8676.6343 | 115.6929 | 0 | 0.86766
2016-03-15 07:00 | 164543.4 | 50 | -16.6 | 33.4 | 0 | 33.4 | 93.3867 | 160.6667 | 160.6667 | 0 | 160.6667 | 0 | 18.6055 | 142.0612 | 8565.3692 | 123.6279 | 0 | 0.85654
2016-03-15 08:00 | 164526.8 | 50 | -50 | 0 | 0 | 0 | 0 | 160.6667 | 0 | 0 | 0 | 160.6667 | 890.4801 | -890.4801 | 8437.5141 | 142.0612 | 0 | 0.84375
2016-03-15 09:00 | 164476.8 | 50 | 150.4 | 200.4 | 0 | 200.4 | 560.32 | 1791.554 | 964 | 0 | 964 | 827.554 | 1791.554 | -827.554 | 9238.9463 | -890.4801 | 0 | 0.92389
2016-03-15 10:00 | 164627.2 | 50 | 150.4 | 200.4 | 0 | 200.4 | 560.32 | 2638.8531 | 964 | 0 | 964 | 1674.8531 | 2638.8531 | -1674.8531 | 9900 | -734.5041 | -1562.0581 | 0.99
2016-03-15 11:00 | 164777.6 | 50 | 150.4 | 200.4 | 0 | 200.4 | 560.32 | 3260.4522 | 964 | 0 | 964 | 2296.4522 | 3260.4522 | -2296.4522 | 9900 | 0 | -1674.8531 | 0.99
2016-03-15 12:00 | 164928 | 50 | 150.4 | 200.4 | 0 | 200.4 | 560.32 | 1978.8324 | 964 | 0 | 964 | 1014.8324 | 1978.8324 | -1014.8324 | 9900 | 0 | -2296.4522 | 0.99
2016-03-15 13:00 | 165078.4 | 50 | 150.4 | 200.4 | 0 | 200.4 | 560.32 | 3975.1236 | 964 | 0 | 964 | 3011.1236 | 3975.1236 | -3011.1236 | 9900 | 0 | -1014.8324 | 0.99
2016-03-15 14:00 | 165228.8 | 50 | 150.4 | 200.4 | 0 | 200.4 | 560.32 | 3798.0858 | 964 | 0 | 964 | 2834.0858 | 3798.0858 | -2834.0858 | 9900 | 0 | -3011.1236 | 0.99
2016-03-15 15:00 | 165379.2 | 50 | 150.4 | 200.4 | 0 | 200.4 | 560.32 | 3373.3496 | 964 | 0 | 964 | 2409.3496 | 3373.3496 | -2409.3496 | 9900 | 0 | -2834.0858 | 0.99
2016-03-15 16:00 | 165529.6 | 50 | 150.4 | 200.4 | 0 | 200.4 | 560.32 | 2846.5428 | 964 | 0 | 964 | 1882.5428 | 2846.5428 | -1882.5428 | 9900 | 0 | -2409.3496 | 0.99
2016-03-15 17:00 | 165680 | 50 | 150.4 | 200.4 | 0 | 200.4 | 560.32 | 2061.4229 | 964 | 0 | 964 | 1097.4229 | 2061.4229 | -1097.4229 | 9900 | 0 | -1882.5428 | 0.99
2016-03-15 18:00 | 165830.4 | 50 | 150.4 | 200.4 | 0 | 200.4 | 560.32 | 1175.5126 | 964 | 0 | 964 | 211.5126 | 1175.5126 | -211.5126 | 9900 | 0 | -1097.4229 | 0.99
2016-03-15 19:00 | 165980.8 | 50 | -16.6 | 33.4 | 0 | 33.4 | 93.3867 | 160.6667 | 160.6667 | 0 | 160.6667 | 0 | 261.2447 | -100.578 | 9900 | 0 | -211.5126 | 0.99
2016-03-15 20:00 | 165964.2 | 50 | -16.6 | 33.4 | 0 | 33.4 | 93.3867 | 160.6667 | 160.6667 | 0 | 160.6667 | 0 | 258.0325 | -97.3658 | 9900 | 0 | -100.578 | 0.99
2016-03-15 21:00 | 165947.6 | 50 | -16.6 | 33.4 | 0 | 33.4 | 93.3867 | 160.6667 | 160.6667 | 0 | 160.6667 | 0 | 165.391 | -4.7244 | 9900 | 0 | -97.3658 | 0.99
2016-03-15 22:00 | 165931 | 50 | -16.6 | 33.4 | 0 | 33.4 | 93.3867 | 160.6667 | 160.6667 | 0 | 160.6667 | 0 | 77.6762 | 82.9905 | 9900 | 0 | -4.7244 | 0.99
2016-03-15 23:00 | 165914.4 | 50 | -16.6 | 33.4 | 0 | 33.4 | 93.3867 | 160.6667 | 160.6667 | 0 | 160.6667 | 0 | 74.3987 | 86.268 | 9825.3086 | 82.9905 | 0 | 0.98253
2016-03-16 | 165897.8 | 50 | -16.6 | 33.4 | 0 | 33.4 | 93.3867 | 160.6667 | 160.6667 | 0 | 160.6667 | 0 | 92.7999 | 67.8667 | 9747.6674 | 86.268 | 0 | 0.97477
2016-03-16 01:00 | 165881.2 | 50 | -16.6 | 33.4 | 0 | 33.4 | 93.3867 | 160.6667 | 160.6667 | 0 | 160.6667 | 0 | 87.1907 | 73.476 | 9686.5874 | 67.8667 | 0 | 0.96866
2016-03-16 02:00 | 165864.6 | 50 | -16.6 | 33.4 | 0 | 33.4 | 93.3867 | 160.6667 | 160.6667 | 0 | 160.6667 | 0 | 75.1896 | 85.4771 | 9620.459 | 73.476 | 0 | 0.96205
2016-03-16 03:00 | 165848 | 50 | -16.6 | 33.4 | 0 | 33.4 | 93.3867 | 160.6667 | 160.6667 | 0 | 160.6667 | 0 | 73.0698 | 87.5969 | 9543.5296 | 85.4771 | 0 | 0.95435
2016-03-16 04:00 | 165831.4 | 50 | -16.6 | 33.4 | 0 | 33.4 | 93.3867 | 160.6667 | 160.6667 | 0 | 160.6667 | 0 | 1.368 | 159.2987 | 9464.6924 | 87.5969 | 0 | 0.94647
2016-03-16 05:00 | 165814.8 | 50 | -16.6 | 33.4 | 0 | 33.4 | 93.3867 | 160.6667 | 160.6667 | 0 | 160.6667 | 0 | 3.8395 | 156.8271 | 9321.3235 | 159.2987 | 0 | 0.93213
2016-03-16 06:00 | 165798.2 | 50 | -16.6 | 33.4 | 0 | 33.4 | 93.3867 | 160.6667 | 160.6667 | 0 | 160.6667 | 0 | 16.8672 | 143.7994 | 9180.1791 | 156.8271 | 0 | 0.91802
2016-03-16 07:00 | 165781.6 | 50 | -16.6 | 33.4 | 0 | 33.4 | 93.3867 | 160.6667 | 160.6667 | 0 | 160.6667 | 0 | 8.845 | 151.8216 | 9050.7596 | 143.7994 | 0 | 0.90508
2016-03-16 08:00 | 165765 | 50 | -50 | 0 | 0 | 0 | 0 | 160.6667 | 0 | 0 | 0 | 160.6667 | 871.5922 | -871.5922 | 8914.1201 | 151.8216 | 0 | 0.89141
2016-03-16 09:00 | 165715 | 50 | 150.4 | 200.4 | 0 | 200.4 | 560.32 | 1722.929 | 964 | 0 | 964 | 758.929 | 1722.929 | -758.929 | 9698.5531 | -871.5922 | 0 | 0.96986
2016-03-16 10:00 | 165865.4 | 50 | 150.4 | 200.4 | 0 | 200.4 | 560.32 | 2165.958 | 964 | 0 | 964 | 1201.958 | 2165.958 | -1201.958 | 9900 | -223.8298 | -982.7588 | 0.99
2016-03-16 11:00 | 166015.8 | 50 | 150.4 | 200.4 | 0 | 200.4 | 560.32 | 3025.9547 | 964 | 0 | 964 | 2061.9547 | 3025.9547 | -2061.9547 | 9900 | 0 | -1201.958 | 0.99
2016-03-16 12:00 | 166166.2 | 50 | 150.4 | 200.4 | 0 | 200.4 | 560.32 | 3378.9405 | 964 | 0 | 964 | 2414.9405 | 3378.9405 | -2414.9405 | 9900 | 0 | -2061.9547 | 0.99
2016-03-16 13:00 | 166316.6 | 50 | 150.4 | 200.4 | 0 | 200.4 | 560.32 | 3511.7118 | 964 | 0 | 964 | 2547.7118 | 3511.7118 | -2547.7118 | 9900 | 0 | -2414.9405 | 0.99
2016-03-16 14:00 | 166467 | 50 | 150.4 | 200.4 | 0 | 200.4 | 560.32 | 3377.0049 | 964 | 0 | 964 | 2413.0049 | 3377.0049 | -2413.0049 | 9900 | 0 | -2547.7118 | 0.99
2016-03-16 15:00 | 166617.4 | 50 | 150.4 | 200.4 | 0 | 200.4 | 560.32 | 3035.3231 | 964 | 0 | 964 | 2071.3231 | 3035.3231 | -2071.3231 | 9900 | 0 | -2413.0049 | 0.99
2016-03-16 16:00 | 166767.8 | 50 | 150.4 | 200.4 | 0 | 200.4 | 560.32 | 2505.0731 | 964 | 0 | 964 | 1541.0731 | 2505.0731 | -1541.0731 | 9900 | 0 | -2071.3231 | 0.99
2016-03-16 17:00 | 166918.2 | 50 | 150.4 | 200.4 | 0 | 200.4 | 560.32 | 1781.6583 | 964 | 0 | 964 | 817.6583 | 1781.6583 | -817.6583 | 9900 | 0 | -1541.0731 | 0.99
2016-03-16 18:00 | 167068.6 | 50 | -50 | 0 | 0 | 0 | 0 | 160.6667 | 0 | 0 | 0 | 160.6667 | 950.2872 | -950.2872 | 9900 | 0 | -817.6583 | 0.99
2016-03-16 19:00 | 167018.6 | 50 | -16.6 | 33.4 | 0 | 33.4 | 93.3867 | 160.6667 | 160.6667 | 0 | 160.6667 | 0 | 154.759 | 5.9077 | 9900 | 0 | -950.2872 | 0.99
2016-03-16 20:00 | 167002 | 50 | -16.6 | 33.4 | 0 | 33.4 | 93.3867 | 160.6667 | 160.6667 | 0 | 160.6667 | 0 | 148.3059 | 12.3607 | 9894.6831 | 5.9077 | 0 | 0.98947
2016-03-16 21:00 | 166985.4 | 50 | -16.6 | 33.4 | 0 | 33.4 | 93.3867 | 160.6667 | 160.6667 | 0 | 160.6667 | 0 | 20.6563 | 140.0104 | 9883.5584 | 12.3607 | 0 | 0.98836
2016-03-16 22:00 | 166968.8 | 50 | -16.6 | 33.4 | 0 | 33.4 | 93.3867 | 160.6667 | 160.6667 | 0 | 160.6667 | 0 | 38.3605 | 122.3062 | 9757.5491 | 140.0104 | 0 | 0.97575
2016-03-16 23:00 | 166952.2 | 50 | -16.6 | 33.4 | 0 | 33.4 | 93.3867 | 160.6667 | 160.6667 | 0 | 160.6667 | 0 | 101.7437 | 58.9229 | 9647.4735 | 122.3062 | 0 | 0.96475
2016-03-17 | 166935.6 | 50 | -16.6 | 33.4 | 0 | 33.4 | 93.3867 | 160.6667 | 160.6667 | 0 | 160.6667 | 0 | 65.3978 | 95.2688 | 9594.4428 | 58.9229 | 0 | 0.95944
2016-03-17 01:00 | 166919 | 50 | -16.6 | 33.4 | 0 | 33.4 | 93.3867 | 160.6667 | 160.6667 | 0 | 160.6667 | 0 | 102.8688 | 57.7978 | 9508.7009 | 95.2688 | 0 | 0.95087
2016-03-17 02:00 | 166902.4 | 50 | -16.6 | 33.4 | 0 | 33.4 | 93.3867 | 160.6667 | 160.6667 | 0 | 160.6667 | 0 | 126.9033 | 33.7633 | 9456.6828 | 57.7978 | 0 | 0.94567
2016-03-17 03:00 | 166885.8 | 50 | -16.6 | 33.4 | 0 | 33.4 | 93.3867 | 160.6667 | 160.6667 | 0 | 160.6667 | 0 | 259.1739 | -98.5072 | 9426.2959 | 33.7633 | 0 | 0.94263
2016-03-17 04:00 | 166869.2 | 50 | -16.6 | 33.4 | 0 | 33.4 | 93.3867 | 160.6667 | 160.6667 | 0 | 160.6667 | 0 | 222.6649 | -61.9983 | 9514.9524 | -98.5072 | 0 | 0.9515
2016-03-17 05:00 | 166852.6 | 50 | -16.6 | 33.4 | 0 | 33.4 | 93.3867 | 160.6667 | 160.6667 | 0 | 160.6667 | 0 | 90.6476 | 70.0191 | 9570.7508 | -61.9983 | 0 | 0.95708
2016-03-17 06:00 | 166836 | 50 | -16.6 | 33.4 | 0 | 33.4 | 93.3867 | 160.6667 | 160.6667 | 0 | 160.6667 | 0 | 21.7804 | 138.8863 | 9507.7336 | 70.0191 | 0 | 0.95077
2016-03-17 07:00 | 166819.4 | 50 | -16.6 | 33.4 | 0 | 33.4 | 93.3867 | 160.6667 | 160.6667 | 0 | 160.6667 | 2.8422e-14 | 6.9287 | 153.738 | 9382.736 | 138.8863 | 0 | 0.93827
2016-03-17 08:00 | 166802.8 | 50 | -50 | 0 | 0 | 0 | 0 | 160.6667 | 0 | 0 | 0 | 160.6667 | 889.2386 | -889.2386 | 9244.3718 | 153.738 | 0 | 0.92444
2016-03-17 09:00 | 166752.8 | 50 | 150.4 | 200.4 | 0 | 200.4 | 560.32 | 1739.6156 | 964 | 0 | 964 | 775.6156 | 1739.6156 | -775.6156 | 9900 | -728.4758 | -1617.7144 | 0.99
2016-03-17 10:00 | 166903.2 | 50 | 150.4 | 200.4 | 0 | 200.4 | 560.32 | 1899.7207 | 964 | 0 | 964 | 935.7207 | 1899.7207 | -935.7207 | 9900 | 0 | -775.6156 | 0.99
2016-03-17 11:00 | 167053.6 | 50 | 150.4 | 200.4 | 0 | 200.4 | 560.32 | 3034.692 | 964 | 0 | 964 | 2070.692 | 3034.692 | -2070.692 | 9900 | 0 | -935.7207 | 0.99
2016-03-17 12:00 | 167204 | 50 | 150.4 | 200.4 | 0 | 200.4 | 560.32 | 3418.8493 | 964 | 0 | 964 | 2454.8493 | 3418.8493 | -2454.8493 | 9900 | 0 | -2070.692 | 0.99
2016-03-17 13:00 | 167354.4 | 50 | 150.4 | 200.4 | 0 | 200.4 | 560.32 | 3560.8191 | 964 | 0 | 964 | 2596.8191 | 3560.8191 | -2596.8191 | 9900 | 0 | -2454.8493 | 0.99
2016-03-17 14:00 | 167504.8 | 50 | 150.4 | 200.4 | 0 | 200.4 | 560.32 | 3473.4735 | 964 | 0 | 964 | 2509.4735 | 3473.4735 | -2509.4735 | 9900 | 0 | -2596.8191 | 0.99
2016-03-17 15:00 | 167655.2 | 50 | 150.4 | 200.4 | 0 | 200.4 | 560.32 | 3131.6748 | 964 | 0 | 964 | 2167.6748 | 3131.6748 | -2167.6748 | 9900 | 0 | -2509.4735 | 0.99
2016-03-17 16:00 | 167805.6 | 50 | 150.4 | 200.4 | 0 | 200.4 | 560.32 | 2593.0987 | 964 | 0 | 964 | 1629.0987 | 2593.0987 | -1629.0987 | 9900 | 0 | -2167.6748 | 0.99
2016-03-17 17:00 | 167956 | 50 | -50 | 0 | 0 | 0 | 0 | 160.6667 | 0 | 0 | 0 | 160.6667 | 960.9436 | -960.9436 | 9900 | 0 | -1629.0987 | 0.99
2016-03-17 18:00 | 167906 | 50 | 150.4 | 200.4 | 0 | 200.4 | 560.32 | 1002.1975 | 964 | 0 | 964 | 38.1975 | 1002.1975 | -38.1975 | 9900 | 0 | -960.9436 | 0.99
2016-03-17 19:00 | 168056.4 | 50 | -16.6 | 33.4 | 0 | 33.4 | 93.3867 | 160.6667 | 160.6667 | 0 | 160.6667 | 0 | 132.6869 | 27.9798 | 9900 | 0 | -38.1975 | 0.99
2016-03-17 20:00 | 168039.8 | 50 | -16.6 | 33.4 | 0 | 33.4 | 93.3867 | 160.6667 | 160.6667 | 0 | 160.6667 | 0 | 104.1847 | 56.4819 | 9874.8182 | 27.9798 | 0 | 0.98748
2016-03-17 21:00 | 168023.2 | 50 | -16.6 | 33.4 | 0 | 33.4 | 93.3867 | 160.6667 | 160.6667 | 0 | 160.6667 | 0 | 78.5404 | 82.1262 | 9823.9845 | 56.4819 | 0 | 0.9824
2016-03-17 22:00 | 168006.6 | 50 | -16.6 | 33.4 | 0 | 33.4 | 93.3867 | 160.6667 | 160.6667 | 0 | 160.6667 | 0 | 59.4706 | 101.196 | 9750.0708 | 82.1262 | 0 | 0.97501
2016-03-17 23:00 | 167990 | 50 | -16.6 | 33.4 | 0 | 33.4 | 93.3867 | 160.6667 | 160.6667 | 0 | 160.6667 | 0 | 23.0717 | 137.595 | 9658.9944 | 101.196 | 0 | 0.9659
2016-03-18 | 167973.4 | 50 | -16.6 | 33.4 | 0 | 33.4 | 93.3867 | 160.6667 | 160.6667 | 0 | 160.6667 | 2.8422e-14 | 4.3221 | 156.3446 | 9535.1589 | 137.595 | 0 | 0.95352
2016-03-18 01:00 | 167956.8 | 50 | -16.6 | 33.4 | 0 | 33.4 | 93.3867 | 160.6667 | 160.6667 | 0 | 160.6667 | 0 | 0 | 160.6667 | 9394.4488 | 156.3446 | 0 | 0.93944
2016-03-18 02:00 | 167940.2 | 50 | -50 | 0 | 0 | 0 | 0 | 160.6667 | 0 | 0 | 0 | 160.6667 | 0.90852 | -0.90852 | 9249.8488 | 160.6667 | 0 | 0.92498
2016-03-18 03:00 | 167890.2 | 50 | -16.6 | 33.4 | 0 | 33.4 | 93.3867 | 160.6667 | 160.6667 | 0 | 160.6667 | 0 | 3.1746 | 157.4921 | 9250.6665 | -0.90852 | 0 | 0.92507
2016-03-18 04:00 | 167873.6 | 50 | -16.6 | 33.4 | 0 | 33.4 | 93.3867 | 160.6667 | 160.6667 | 0 | 160.6667 | 0 | 0.52309 | 160.1436 | 9108.9236 | 157.4921 | 0 | 0.91089
2016-03-18 05:00 | 167857 | 50 | -16.6 | 33.4 | 0 | 33.4 | 93.3867 | 160.6667 | 160.6667 | 0 | 160.6667 | 0 | 0 | 160.6667 | 8964.7944 | 160.1436 | 0 | 0.89648
2016-03-18 06:00 | 167840.4 | 50 | -16.6 | 33.4 | 0 | 33.4 | 93.3867 | 160.6667 | 160.6667 | 0 | 160.6667 | 0 | 0 | 160.6667 | 8820.1944 | 160.6667 | 0 | 0.88202
2016-03-18 07:00 | 167823.8 | 50 | -16.6 | 33.4 | 0 | 33.4 | 93.3867 | 160.6667 | 160.6667 | 0 | 160.6667 | 0 | 0.19495 | 160.4717 | 8675.5944 | 160.6667 | 0 | 0.86756
2016-03-18 08:00 | 167807.2 | 50 | -16.6 | 33.4 | 0 | 33.4 | 93.3867 | 160.6667 | 160.6667 | 0 | 160.6667 | 0 | 383.4316 | -222.7649 | 8531.1698 | 160.4717 | 0 | 0.85312
2016-03-18 09:00 | 167790.6 | 50 | 150.4 | 200.4 | 0 | 200.4 | 560.32 | 1782.6643 | 964 | 0 | 964 | 818.6643 | 1782.6643 | -818.6643 | 8731.6583 | -222.7649 | 0 | 0.87317
2016-03-18 10:00 | 167941 | 50 | 150.4 | 200.4 | 0 | 200.4 | 560.32 | 2530.7027 | 964 | 0 | 964 | 1566.7027 | 2530.7027 | -1566.7027 | 9468.4562 | -818.6643 | 0 | 0.94685
2016-03-18 11:00 | 168091.4 | 50 | 150.4 | 200.4 | 0 | 200.4 | 560.32 | 3081.8825 | 964 | 0 | 964 | 2117.8825 | 3081.8825 | -2117.8825 | 9900 | -479.4932 | -2046.1958 | 0.99
2016-03-18 12:00 | 168241.8 | 50 | 150.4 | 200.4 | 0 | 200.4 | 560.32 | 3446.2149 | 964 | 0 | 964 | 2482.2149 | 3446.2149 | -2482.2149 | 9900 | 0 | -2117.8825 | 0.99
2016-03-18 13:00 | 168392.2 | 50 | 150.4 | 200.4 | 0 | 200.4 | 560.32 | 3576.8528 | 964 | 0 | 964 | 2612.8528 | 3576.8528 | -2612.8528 | 9900 | 0 | -2482.2149 | 0.99
2016-03-18 14:00 | 168542.6 | 50 | 150.4 | 200.4 | 0 | 200.4 | 560.32 | 3435.2977 | 964 | 0 | 964 | 2471.2977 | 3435.2977 | -2471.2977 | 9900 | 0 | -2612.8528 | 0.99
2016-03-18 15:00 | 168693 | 50 | 150.4 | 200.4 | 0 | 200.4 | 560.32 | 3090.5226 | 964 | 0 | 964 | 2126.5226 | 3090.5226 | -2126.5226 | 9900 | 0 | -2471.2977 | 0.99
2016-03-18 16:00 | 168843.4 | 50 | 150.4 | 200.4 | 0 | 200.4 | 560.32 | 1489.0333 | 964 | 0 | 964 | 525.0333 | 1489.0333 | -525.0333 | 9900 | 0 | -2126.5226 | 0.99
2016-03-18 17:00 | 168993.8 | 50 | 150.4 | 200.4 | 0 | 200.4 | 560.32 | 1816.5323 | 964 | 0 | 964 | 852.5323 | 1816.5323 | -852.5323 | 9900 | 0 | -525.0333 | 0.99
2016-03-18 18:00 | 169144.2 | 50 | -50 | 0 | 0 | 0 | 0 | 160.6667 | 0 | 0 | 0 | 160.6667 | 945.7938 | -945.7938 | 9900 | 0 | -852.5323 | 0.99
2016-03-18 19:00 | 169094.2 | 50 | -16.6 | 33.4 | 0 | 33.4 | 93.3867 | 160.6667 | 160.6667 | 0 | 160.6667 | 0 | 51.4796 | 109.1871 | 9900 | 0 | -945.7938 | 0.99
2016-03-18 20:00 | 169077.6 | 50 | -16.6 | 33.4 | 0 | 33.4 | 93.3867 | 160.6667 | 160.6667 | 0 | 160.6667 | 0 | 16.3765 | 144.2902 | 9801.7316 | 109.1871 | 0 | 0.98017
2016-03-18 21:00 | 169061 | 50 | -16.6 | 33.4 | 0 | 33.4 | 93.3867 | 160.6667 | 160.6667 | 0 | 160.6667 | 0 | 2.7105 | 157.9561 | 9671.8705 | 144.2902 | 0 | 0.96719
2016-03-18 22:00 | 169044.4 | 50 | -16.6 | 33.4 | 0 | 33.4 | 93.3867 | 160.6667 | 160.6667 | 0 | 160.6667 | 0 | 0.67951 | 159.9872 | 9529.7099 | 157.9561 | 0 | 0.95297
2016-03-18 23:00 | 169027.8 | 50 | -16.6 | 33.4 | 0 | 33.4 | 93.3867 | 160.6667 | 160.6667 | 0 | 160.6667 | 0 | 2.5039 | 158.1628 | 9385.7215 | 159.9872 | 0 | 0.93857
2016-03-19 | 169011.2 | 50 | -16.6 | 33.4 | 0 | 33.4 | 93.3867 | 160.6667 | 160.6667 | 0 | 160.6667 | 0 | 0.75339 | 159.9133 | 9243.375 | 158.1628 | 0 | 0.92434
2016-03-19 01:00 | 168994.6 | 50 | -16.6 | 33.4 | 0 | 33.4 | 93.3867 | 160.6667 | 160.6667 | 0 | 160.6667 | 0 | 15.1098 | 145.5569 | 9099.4531 | 159.9133 | 0 | 0.90995
2016-03-19 02:00 | 168978 | 50 | -16.6 | 33.4 | 0 | 33.4 | 93.3867 | 160.6667 | 160.6667 | 0 | 160.6667 | 0 | 54.5071 | 106.1596 | 8968.4519 | 145.5569 | 0 | 0.89685
2016-03-19 03:00 | 168961.4 | 50 | -16.6 | 33.4 | 0 | 33.4 | 93.3867 | 160.6667 | 160.6667 | 0 | 160.6667 | 0 | 60.718 | 99.9486 | 8872.9083 | 106.1596 | 0 | 0.88729
2016-03-19 04:00 | 168944.8 | 50 | -16.6 | 33.4 | 0 | 33.4 | 93.3867 | 160.6667 | 160.6667 | 0 | 160.6667 | 0 | 71.0723 | 89.5944 | 8782.9545 | 99.9486 | 0 | 0.8783
2016-03-19 05:00 | 168928.2 | 50 | -16.6 | 33.4 | 0 | 33.4 | 93.3867 | 160.6667 | 160.6667 | 0 | 160.6667 | 0 | 132.4098 | 28.2568 | 8702.3195 | 89.5944 | 0 | 0.87023
2016-03-19 06:00 | 168911.6 | 50 | -16.6 | 33.4 | 0 | 33.4 | 93.3867 | 160.6667 | 160.6667 | 0 | 160.6667 | 0 | 68.3166 | 92.3501 | 8676.8884 | 28.2568 | 0 | 0.86769
2016-03-19 07:00 | 168895 | 50 | -16.6 | 33.4 | 0 | 33.4 | 93.3867 | 160.6667 | 160.6667 | 0 | 160.6667 | 0 | 29.7632 | 130.9034 | 8593.7733 | 92.3501 | 0 | 0.85938
2016-03-19 08:00 | 168878.4 | 50 | 150.4 | 200.4 | 0 | 200.4 | 560.32 | 996.2351 | 964 | 0 | 964 | 32.2351 | 996.2351 | -32.2351 | 8475.9602 | 130.9034 | 0 | 0.8476
2016-03-19 09:00 | 169028.8 | 50 | 150.4 | 200.4 | 0 | 200.4 | 560.32 | 2216.8733 | 964 | 0 | 964 | 1252.8733 | 2216.8733 | -1252.8733 | 8504.9718 | -32.2351 | 0 | 0.8505
2016-03-19 10:00 | 169179.2 | 50 | 150.4 | 200.4 | 0 | 200.4 | 560.32 | 3204.1345 | 964 | 0 | 964 | 2240.1345 | 3204.1345 | -2240.1345 | 9632.5578 | -1252.8733 | 0 | 0.96326
2016-03-19 11:00 | 169329.6 | 50 | 150.4 | 200.4 | 0 | 200.4 | 560.32 | 3863.0133 | 964 | 0 | 964 | 2899.0133 | 3863.0133 | -2899.0133 | 9900 | -297.158 | -2537.2926 | 0.99
2016-03-19 12:00 | 169480 | 50 | 150.4 | 200.4 | 0 | 200.4 | 560.32 | 4303.9814 | 964 | 0 | 964 | 3339.9814 | 4303.9814 | -3339.9814 | 9900 | 0 | -2899.0133 | 0.99
2016-03-19 13:00 | 169630.4 | 50 | 150.4 | 200.4 | 0 | 200.4 | 560.32 | 4448.4818 | 964 | 0 | 964 | 3484.4818 | 4448.4818 | -3484.4818 | 9900 | 0 | -3339.9814 | 0.99
2016-03-19 14:00 | 169780.8 | 50 | 150.4 | 200.4 | 0 | 200.4 | 560.32 | 4364.5582 | 964 | 0 | 964 | 3400.5582 | 4364.5582 | -3400.5582 | 9900 | 0 | -3484.4818 | 0.99
2016-03-19 15:00 | 169931.2 | 50 | 150.4 | 200.4 | 0 | 200.4 | 560.32 | 4030.3063 | 964 | 0 | 964 | 3066.3063 | 4030.3063 | -3066.3063 | 9900 | 0 | -3400.5582 | 0.99
2016-03-19 16:00 | 170081.6 | 50 | 150.4 | 200.4 | 0 | 200.4 | 560.32 | 3480.3721 | 964 | 0 | 964 | 2516.3721 | 3480.3721 | -2516.3721 | 9900 | 0 | -3066.3063 | 0.99
2016-03-19 17:00 | 170232 | 50 | 150.4 | 200.4 | 0 | 200.4 | 560.32 | 2664.0498 | 964 | 0 | 964 | 1700.0498 | 2664.0498 | -1700.0498 | 9900 | 0 | -2516.3721 | 0.99
2016-03-19 18:00 | 170382.4 | 50 | 150.4 | 200.4 | 0 | 200.4 | 560.32 | 1815.8834 | 964 | 0 | 964 | 851.8834 | 1815.8834 | -851.8834 | 9900 | 0 | -1700.0498 | 0.99
2016-03-19 19:00 | 170532.8 | 50 | 150.4 | 200.4 | 0 | 200.4 | 560.32 | 992.0548 | 964 | 0 | 964 | 28.0548 | 992.0548 | -28.0548 | 9900 | 0 | -851.8834 | 0.99
2016-03-19 20:00 | 170683.2 | 50 | 150.4 | 200.4 | 0 | 200.4 | 560.32 | 1000 | 964 | 0 | 964 | 36 | 1000 | -36 | 9900 | 0 | -28.0548 | 0.99
2016-03-19 21:00 | 170833.6 | 50 | -50 | 0 | 0 | 0 | 0 | 160.6667 | 0 | 0 | 0 | 160.6667 | 916.2771 | -916.2771 | 9900 | 0 | -36 | 0.99
2016-03-19 22:00 | 170783.6 | 50 | 150.4 | 200.4 | 0 | 200.4 | 560.32 | 995.9141 | 964 | 0 | 964 | 31.9141 | 995.9141 | -31.9141 | 9900 | 0 | -916.2771 | 0.99
2016-03-19 23:00 | 170934 | 50 | 150.4 | 200.4 | 0 | 200.4 | 560.32 | 997.9971 | 964 | 0 | 964 | 33.9971 | 997.9971 | -33.9971 | 9900 | 0 | -31.9141 | 0.99
2016-03-20 | 171084.4 | 50 | -50 | 0 | 0 | 0 | 0 | 160.6667 | 0 | 0 | 0 | 160.6667 | 951.9373 | -951.9373 | 9900 | 0 | -33.9971 | 0.99
2016-03-20 01:00 | 171034.4 | 50 | -50 | 0 | 0 | 0 | 0 | 160.6667 | 0 | 0 | 0 | 160.6667 | 908.8311 | -908.8311 | 9900 | 0 | -951.9373 | 0.99
2016-03-20 02:00 | 170984.4 | 50 | -50 | 0 | 0 | 0 | 0 | 160.6667 | 0 | 0 | 0 | 160.6667 | 867.0563 | -867.0563 | 9900 | 0 | -908.8311 | 0.99
2016-03-20 03:00 | 170934.4 | 50 | -50 | 0 | 0 | 0 | 0 | 160.6667 | 0 | 0 | 0 | 160.6667 | 864.5757 | -864.5757 | 9900 | 0 | -867.0563 | 0.99
2016-03-20 04:00 | 170884.4 | 50 | -50 | 0 | 0 | 0 | 0 | 160.6667 | 0 | 0 | 0 | 160.6667 | 919.2641 | -919.2641 | 9900 | 0 | -864.5757 | 0.99
2016-03-20 05:00 | 170834.4 | 50 | 150.4 | 200.4 | 0 | 200.4 | 560.32 | 983.5548 | 964 | 0 | 964 | 19.5548 | 983.5548 | -19.5548 | 9900 | 0 | -919.2641 | 0.99
2016-03-20 06:00 | 170984.8 | 50 | -50 | 0 | 0 | 0 | 0 | 160.6667 | 0 | 0 | 0 | 160.6667 | 933.5065 | -933.5065 | 9900 | 0 | -19.5548 | 0.99
2016-03-20 07:00 | 170934.8 | 50 | 150.4 | 200.4 | 0 | 200.4 | 560.32 | 1016.3167 | 964 | 0 | 964 | 52.3167 | 1016.3167 | -52.3167 | 9900 | 0 | -933.5065 | 0.99
2016-03-20 08:00 | 171085.2 | 50 | 150.4 | 200.4 | 0 | 200.4 | 560.32 | 1941.2721 | 964 | 0 | 964 | 977.2721 | 1941.2721 | -977.2721 | 9900 | 0 | -52.3167 | 0.99
2016-03-20 09:00 | 171235.6 | 50 | 150.4 | 200.4 | 0 | 200.4 | 560.32 | 2790.2352 | 964 | 0 | 964 | 1826.2352 | 2790.2352 | -1826.2352 | 9900 | 0 | -977.2721 | 0.99
2016-03-20 10:00 | 171386 | 50 | 150.4 | 200.4 | 0 | 200.4 | 560.32 | 3517.927 | 964 | 0 | 964 | 2553.927 | 3517.927 | -2553.927 | 9900 | 0 | -1826.2352 | 0.99
2016-03-20 11:00 | 171536.4 | 50 | 150.4 | 200.4 | 0 | 200.4 | 560.32 | 4074.7565 | 964 | 0 | 964 | 3110.7565 | 4074.7565 | -3110.7565 | 9900 | 0 | -2553.927 | 0.99
2016-03-20 12:00 | 171686.8 | 50 | 150.4 | 200.4 | 0 | 200.4 | 560.32 | 4422.7768 | 964 | 0 | 964 | 3458.7768 | 4422.7768 | -3458.7768 | 9900 | 0 | -3110.7565 | 0.99
2016-03-20 13:00 | 171837.2 | 50 | 150.4 | 200.4 | 0 | 200.4 | 560.32 | 4538.2708 | 964 | 0 | 964 | 3574.2708 | 4538.2708 | -3574.2708 | 9900 | 0 | -3458.7768 | 0.99
2016-03-20 14:00 | 171987.6 | 50 | 150.4 | 200.4 | 0 | 200.4 | 560.32 | 3026.9391 | 964 | 0 | 964 | 2062.9391 | 3026.9391 | -2062.9391 | 9900 | 0 | -3574.2708 | 0.99
2016-03-20 15:00 | 172138 | 50 | 150.4 | 200.4 | 0 | 200.4 | 560.32 | 4054.2651 | 964 | 0 | 964 | 3090.2651 | 4054.2651 | -3090.2651 | 9900 | 0 | -2062.9391 | 0.99
2016-03-20 16:00 | 172288.4 | 50 | 150.4 | 200.4 | 0 | 200.4 | 560.32 | 3491.5723 | 964 | 0 | 964 | 2527.5723 | 3491.5723 | -2527.5723 | 9900 | 0 | -3090.2651 | 0.99
2016-03-20 17:00 | 172438.8 | 50 | 150.4 | 200.4 | 0 | 200.4 | 560.32 | 2754.5412 | 964 | 0 | 964 | 1790.5412 | 2754.5412 | -1790.5412 | 9900 | 0 | -2527.5723 | 0.99
2016-03-20 18:00 | 172589.2 | 50 | 150.4 | 200.4 | 0 | 200.4 | 560.32 | 1903.1029 | 964 | 0 | 964 | 939.1029 | 1903.1029 | -939.1029 | 9900 | 0 | -1790.5412 | 0.99
2016-03-20 19:00 | 172739.6 | 50 | 150.4 | 200.4 | 0 | 200.4 | 560.32 | 983.2468 | 964 | 0 | 964 | 19.2468 | 983.2468 | -19.2468 | 9900 | 0 | -939.1029 | 0.99
2016-03-20 20:00 | 172890 | 50 | 150.4 | 200.4 | 0 | 200.4 | 560.32 | 997.9921 | 964 | 0 | 964 | 33.9921 | 997.9921 | -33.9921 | 9900 | 0 | -19.2468 | 0.99
2016-03-20 21:00 | 173040.4 | 50 | -50 | 0 | 0 | 0 | 0 | 160.6667 | 0 | 0 | 0 | 160.6667 | 955.9308 | -955.9308 | 9900 | 0 | -33.9921 | 0.99
2016-03-20 22:00 | 172990.4 | 50 | -50 | 0 | 0 | 0 | 0 | 160.6667 | 0 | 0 | 0 | 160.6667 | 963.6797 | -963.6797 | 9900 | 0 | -955.9308 | 0.99
2016-03-20 23:00 | 172940.4 | 50 | 150.4 | 200.4 | 0 | 200.4 | 560.32 | 1000 | 964 | 0 | 964 | 36 | 1000 | -36 | 9900 | 0 | -963.6797 | 0.99
2016-03-21 | 173090.8 | 50 | 150.4 | 200.4 | 0 | 200.4 | 560.32 | 1000 | 964 | 0 | 964 | 36 | 1000 | -36 | 9900 | 0 | -36 | 0.99
2016-03-21 01:00 | 173241.2 | 50 | 150.4 | 200.4 | 0 | 200.4 | 560.32 | 968.0397 | 964 | 0 | 964 | 4.0397 | 968.0397 | -4.0397 | 9900 | 0 | -36 | 0.99
2016-03-21 02:00 | 173391.6 | 50 | -50 | 0 | 0 | 0 | 0 | 160.6667 | 0 | 0 | 0 | 160.6667 | 898.7316 | -898.7316 | 9900 | 0 | -4.0397 | 0.99
2016-03-21 03:00 | 173341.6 | 50 | -50 | 0 | 0 | 0 | 0 | 160.6667 | 0 | 0 | 0 | 160.6667 | 914.2316 | -914.2316 | 9900 | 0 | -898.7316 | 0.99
2016-03-21 04:00 | 173291.6 | 50 | -50 | 0 | 0 | 0 | 0 | 160.6667 | 0 | 0 | 0 | 160.6667 | 839.4069 | -839.4069 | 9900 | 0 | -914.2316 | 0.99
2016-03-21 05:00 | 173241.6 | 50 | -50 | 0 | 0 | 0 | 0 | 160.6667 | 0 | 0 | 0 | 160.6667 | 862.342 | -862.342 | 9900 | 0 | -839.4069 | 0.99
2016-03-21 06:00 | 173191.6 | 50 | -50 | 0 | 0 | 0 | 0 | 160.6667 | 0 | 0 | 0 | 160.6667 | 828.2901 | -828.2901 | 9900 | 0 | -862.342 | 0.99
2016-03-21 07:00 | 173141.6 | 50 | -50 | 0 | 0 | 0 | 0 | 160.6667 | 0 | 0 | 0 | 160.6667 | 901.1554 | -901.1554 | 9900 | 0 | -828.2901 | 0.99
2016-03-21 08:00 | 173091.6 | 50 | 150.4 | 200.4 | 0 | 200.4 | 560.32 | 1878.6696 | 964 | 0 | 964 | 914.6696 | 1878.6696 | -914.6696 | 9900 | 0 | -901.1554 | 0.99
2016-03-21 09:00 | 173242 | 50 | 150.4 | 200.4 | 0 | 200.4 | 560.32 | 2653.7424 | 964 | 0 | 964 | 1689.7424 | 2653.7424 | -1689.7424 | 9900 | 0 | -914.6696 | 0.99
2016-03-21 10:00 | 173392.4 | 50 | 150.4 | 200.4 | 0 | 200.4 | 560.32 | 3421.0877 | 964 | 0 | 964 | 2457.0877 | 3421.0877 | -2457.0877 | 9900 | 0 | -1689.7424 | 0.99
2016-03-21 11:00 | 173542.8 | 50 | 150.4 | 200.4 | 0 | 200.4 | 560.32 | 3914.3906 | 964 | 0 | 964 | 2950.3906 | 3914.3906 | -2950.3906 | 9900 | 0 | -2457.0877 | 0.99
2016-03-21 12:00 | 173693.2 | 50 | 150.4 | 200.4 | 0 | 200.4 | 560.32 | 4238.4717 | 964 | 0 | 964 | 3274.4717 | 4238.4717 | -3274.4717 | 9900 | 0 | -2950.3906 | 0.99
2016-03-21 13:00 | 173843.6 | 50 | 150.4 | 200.4 | 0 | 200.4 | 560.32 | 4298.2758 | 964 | 0 | 964 | 3334.2758 | 4298.2758 | -3334.2758 | 9900 | 0 | -3274.4717 | 0.99
2016-03-21 14:00 | 173994 | 50 | 150.4 | 200.4 | 0 | 200.4 | 560.32 | 2193.8373 | 964 | 0 | 964 | 1229.8373 | 2193.8373 | -1229.8373 | 9900 | 0 | -3334.2758 | 0.99
2016-03-21 15:00 | 174144.4 | 50 | 150.4 | 200.4 | 0 | 200.4 | 560.32 | 3752.9305 | 964 | 0 | 964 | 2788.9305 | 3752.9305 | -2788.9305 | 9900 | 0 | -1229.8373 | 0.99
2016-03-21 16:00 | 174294.8 | 50 | 150.4 | 200.4 | 0 | 200.4 | 560.32 | 3102.197 | 964 | 0 | 964 | 2138.197 | 3102.197 | -2138.197 | 9900 | 0 | -2788.9305 | 0.99
2016-03-21 17:00 | 174445.2 | 50 | 150.4 | 200.4 | 0 | 200.4 | 560.32 | 2368.6268 | 964 | 0 | 964 | 1404.6268 | 2368.6268 | -1404.6268 | 9900 | 0 | -2138.197 | 0.99
2016-03-21 18:00 | 174595.6 | 50 | 150.4 | 200.4 | 0 | 200.4 | 560.32 | 1624.7442 | 964 | 0 | 964 | 660.7442 | 1624.7442 | -660.7442 | 9900 | 0 | -1404.6268 | 0.99
2016-03-21 19:00 | 174746 | 50 | -50 | 0 | 0 | 0 | 0 | 160.6667 | 0 | 0 | 0 | 160.6667 | 726.7965 | -726.7965 | 9900 | 0 | -660.7442 | 0.99
2016-03-21 20:00 | 174696 | 50 | -50 | 0 | 0 | 0 | 0 | 160.6667 | 0 | 0 | 0 | 160.6667 | 732.754 | -732.754 | 9900 | 0 | -726.7965 | 0.99
2016-03-21 21:00 | 174646 | 50 | -50 | 0 | 0 | 0 | 0 | 160.6667 | 0 | 0 | 0 | 160.6667 | 546.4633 | -546.4633 | 9900 | 0 | -732.754 | 0.99
2016-03-21 22:00 | 174596 | 50 | -50 | 0 | 0 | 0 | 0 | 160.6667 | 0 | 0 | 0 | 160.6667 | 573.3395 | -573.3395 | 9900 | 0 | -546.4633 | 0.99
2016-03-21 23:00 | 174546 | 50 | -50 | 0 | 0 | 0 | 0 | 160.6667 | 0 | 0 | 0 | 160.6667 | 666.9431 | -666.9431 | 9900 | 0 | -573.3395 | 0.99
2016-03-22 | 174496 | 50 | -50 | 0 | 0 | 0 | 0 | 160.6667 | 0 | 0 | 0 | 160.6667 | 644.6741 | -644.6741 | 9900 | 0 | -666.9431 | 0.99
2016-03-22 01:00 | 174446 | 50 | -50 | 0 | 0 | 0 | 0 | 160.6667 | 0 | 0 | 0 | 160.6667 | 444.5856 | -444.5856 | 9900 | 0 | -644.6741 | 0.99
2016-03-22 02:00 | 174396 | 50 | -16.6 | 33.4 | 0 | 33.4 | 93.3867 | 160.6667 | 160.6667 | 0 | 160.6667 | 0 | 319.0331 | -158.3664 | 9900 | 0 | -444.5856 | 0.99
2016-03-22 03:00 | 174379.4 | 50 | -16.6 | 33.4 | 0 | 33.4 | 93.3867 | 160.6667 | 160.6667 | 0 | 160.6667 | 0 | 268.5009 | -107.8342 | 9900 | 0 | -158.3664 | 0.99
2016-03-22 04:00 | 174362.8 | 50 | -16.6 | 33.4 | 0 | 33.4 | 93.3867 | 160.6667 | 160.6667 | 0 | 160.6667 | 0 | 135.3882 | 25.2785 | 9900 | 0 | -107.8342 | 0.99
2016-03-22 05:00 | 174346.2 | 50 | -16.6 | 33.4 | 0 | 33.4 | 93.3867 | 160.6667 | 160.6667 | 0 | 160.6667 | 0 | 140.5599 | 20.1068 | 9877.2494 | 25.2785 | 0 | 0.98772
2016-03-22 06:00 | 174329.6 | 50 | -16.6 | 33.4 | 0 | 33.4 | 93.3867 | 160.6667 | 160.6667 | 0 | 160.6667 | 0 | 138.8975 | 21.7691 | 9859.1532 | 20.1068 | 0 | 0.98592
2016-03-22 07:00 | 174313 | 50 | -16.6 | 33.4 | 0 | 33.4 | 93.3867 | 160.6667 | 160.6667 | 0 | 160.6667 | 0 | 159.3529 | 1.3138 | 9839.561 | 21.7691 | 0 | 0.98396
2016-03-22 08:00 | 174296.4 | 50 | 150.4 | 200.4 | 0 | 200.4 | 560.32 | 1068.3837 | 964 | 0 | 964 | 104.3837 | 1068.3837 | -104.3837 | 9838.3786 | 1.3138 | 0 | 0.98384
2016-03-22 09:00 | 174446.8 | 50 | 150.4 | 200.4 | 0 | 200.4 | 560.32 | 2110.9024 | 964 | 0 | 964 | 1146.9024 | 2110.9024 | -1146.9024 | 9900 | -68.4682 | -172.8519 | 0.99
2016-03-22 10:00 | 174597.2 | 50 | 150.4 | 200.4 | 0 | 200.4 | 560.32 | 2925.8987 | 964 | 0 | 964 | 1961.8987 | 2925.8987 | -1961.8987 | 9900 | 0 | -1146.9024 | 0.99
2016-03-22 11:00 | 174747.6 | 50 | 150.4 | 200.4 | 0 | 200.4 | 560.32 | 3494.2338 | 964 | 0 | 964 | 2530.2338 | 3494.2338 | -2530.2338 | 9900 | 0 | -1961.8987 | 0.99
2016-03-22 12:00 | 174898 | 50 | 150.4 | 200.4 | 0 | 200.4 | 560.32 | 3797.5294 | 964 | 0 | 964 | 2833.5294 | 3797.5294 | -2833.5294 | 9900 | 0 | -2530.2338 | 0.99
2016-03-22 13:00 | 175048.4 | 50 | 150.4 | 200.4 | 0 | 200.4 | 560.32 | 3853.1834 | 964 | 0 | 964 | 2889.1834 | 3853.1834 | -2889.1834 | 9900 | 0 | -2833.5294 | 0.99
2016-03-22 14:00 | 175198.8 | 50 | 150.4 | 200.4 | 0 | 200.4 | 560.32 | 3681.8953 | 964 | 0 | 964 | 2717.8953 | 3681.8953 | -2717.8953 | 9900 | 0 | -2889.1834 | 0.99
2016-03-22 15:00 | 175349.2 | 50 | 150.4 | 200.4 | 0 | 200.4 | 560.32 | 3378.5357 | 964 | 0 | 964 | 2414.5357 | 3378.5357 | -2414.5357 | 9900 | 0 | -2717.8953 | 0.99
2016-03-22 16:00 | 175499.6 | 50 | 150.4 | 200.4 | 0 | 200.4 | 560.32 | 3159.8291 | 964 | 0 | 964 | 2195.8291 | 3159.8291 | -2195.8291 | 9900 | 0 | -2414.5357 | 0.99
2016-03-22 17:00 | 175650 | 50 | 150.4 | 200.4 | 0 | 200.4 | 560.32 | 1978.5335 | 964 | 0 | 964 | 1014.5335 | 1978.5335 | -1014.5335 | 9900 | 0 | -2195.8291 | 0.99
2016-03-22 18:00 | 175800.4 | 50 | 150.4 | 200.4 | 0 | 200.4 | 560.32 | 1707.5563 | 964 | 0 | 964 | 743.5563 | 1707.5563 | -743.5563 | 9900 | 0 | -1014.5335 | 0.99
2016-03-22 19:00 | 175950.8 | 50 | -16.6 | 33.4 | 0 | 33.4 | 93.3867 | 160.6667 | 160.6667 | 0 | 160.6667 | 0 | 210.7403 | -50.0736 | 9900 | 0 | -743.5563 | 0.99
2016-03-22 20:00 | 175934.2 | 50 | -16.6 | 33.4 | 0 | 33.4 | 93.3867 | 160.6667 | 160.6667 | 0 | 160.6667 | 0 | 107.8672 | 52.7994 | 9900 | 0 | -50.0736 | 0.99
2016-03-22 21:00 | 175917.6 | 50 | -16.6 | 33.4 | 0 | 33.4 | 93.3867 | 160.6667 | 160.6667 | 0 | 160.6667 | 0 | 342.0442 | -181.3775 | 9852.4805 | 52.7994 | 0 | 0.98525
2016-03-22 22:00 | 175901 | 50 | -16.6 | 33.4 | 0 | 33.4 | 93.3867 | 160.6667 | 160.6667 | 0 | 160.6667 | 0 | 296.7896 | -136.1229 | 9900 | -52.7994 | -234.1769 | 0.99
2016-03-22 23:00 | 175884.4 | 50 | -50 | 0 | 0 | 0 | 0 | 160.6667 | 0 | 0 | 0 | 160.6667 | 424.9071 | -424.9071 | 9900 | 0 | -136.1229 | 0.99
2016-03-23 | 175834.4 | 50 | -16.6 | 33.4 | 0 | 33.4 | 93.3867 | 160.6667 | 160.6667 | 0 | 160.6667 | 0 | 359.8543 | -199.1876 | 9900 | 0 | -424.9071 | 0.99
2016-03-23 01:00 | 175817.8 | 50 | -16.6 | 33.4 | 0 | 33.4 | 93.3867 | 160.6667 | 160.6667 | 0 | 160.6667 | 0 | 233.2312 | -72.5645 | 9900 | 0 | -199.1876 | 0.99
2016-03-23 02:00 | 175801.2 | 50 | -16.6 | 33.4 | 0 | 33.4 | 93.3867 | 160.6667 | 160.6667 | 0 | 160.6667 | 0 | 160.7273 | -0.060606 | 9900 | 0 | -72.5645 | 0.99
2016-03-23 03:00 | 175784.6 | 50 | -16.6 | 33.4 | 0 | 33.4 | 93.3867 | 160.6667 | 160.6667 | 0 | 160.6667 | 0 | 133.7374 | 26.9293 | 9900 | 0 | -0.060606 | 0.99
2016-03-23 04:00 | 175768 | 50 | -16.6 | 33.4 | 0 | 33.4 | 93.3867 | 160.6667 | 160.6667 | 0 | 160.6667 | 0 | 118.707 | 41.9596 | 9875.7636 | 26.9293 | 0 | 0.98758
2016-03-23 05:00 | 175751.4 | 50 | -16.6 | 33.4 | 0 | 33.4 | 93.3867 | 160.6667 | 160.6667 | 0 | 160.6667 | 0 | 124.733 | 35.9336 | 9838 | 41.9596 | 0 | 0.9838
2016-03-23 06:00 | 175734.8 | 50 | -16.6 | 33.4 | 0 | 33.4 | 93.3867 | 160.6667 | 160.6667 | 0 | 160.6667 | 0 | 168.2424 | -7.5758 | 9805.6597 | 35.9336 | 0 | 0.98057
2016-03-23 07:00 | 175718.2 | 50 | -16.6 | 33.4 | 0 | 33.4 | 93.3867 | 160.6667 | 160.6667 | 0 | 160.6667 | 0 | 205.4885 | -44.8219 | 9812.4779 | -7.5758 | 0 | 0.98125
2016-03-23 08:00 | 175701.6 | 50 | 150.4 | 200.4 | 0 | 200.4 | 560.32 | 1156.8947 | 964 | 0 | 964 | 192.8947 | 1156.8947 | -192.8947 | 9852.8175 | -44.8219 | 0 | 0.98528
2016-03-23 09:00 | 175852 | 50 | 150.4 | 200.4 | 0 | 200.4 | 560.32 | 2018.3019 | 964 | 0 | 964 | 1054.3019 | 2018.3019 | -1054.3019 | 9900 | -52.4249 | -245.3196 | 0.99
2016-03-23 10:00 | 176002.4 | 50 | 150.4 | 200.4 | 0 | 200.4 | 560.32 | 3102.276 | 964 | 0 | 964 | 2138.276 | 3102.276 | -2138.276 | 9900 | 0 | -1054.3019 | 0.99
2016-03-23 11:00 | 176152.8 | 50 | 150.4 | 200.4 | 0 | 200.4 | 560.32 | 3856.7594 | 964 | 0 | 964 | 2892.7594 | 3856.7594 | -2892.7594 | 9900 | 0 | -2138.276 | 0.99
2016-03-23 12:00 | 176303.2 | 50 | 150.4 | 200.4 | 0 | 200.4 | 560.32 | 4232.8096 | 964 | 0 | 964 | 3268.8096 | 4232.8096 | -3268.8096 | 9900 | 0 | -2892.7594 | 0.99
2016-03-23 13:00 | 176453.6 | 50 | 150.4 | 200.4 | 0 | 200.4 | 560.32 | 4287.4787 | 964 | 0 | 964 | 3323.4787 | 4287.4787 | -3323.4787 | 9900 | 0 | -3268.8096 | 0.99
2016-03-23 14:00 | 176604 | 50 | 150.4 | 200.4 | 0 | 200.4 | 560.32 | 4250.0158 | 964 | 0 | 964 | 3286.0158 | 4250.0158 | -3286.0158 | 9900 | 0 | -3323.4787 | 0.99
2016-03-23 15:00 | 176754.4 | 50 | 150.4 | 200.4 | 0 | 200.4 | 560.32 | 3346.7987 | 964 | 0 | 964 | 2382.7987 | 3346.7987 | -2382.7987 | 9900 | 0 | -3286.0158 | 0.99
2016-03-23 16:00 | 176904.8 | 50 | 150.4 | 200.4 | 0 | 200.4 | 560.32 | 2571.7301 | 964 | 0 | 964 | 1607.7301 | 2571.7301 | -1607.7301 | 9900 | 0 | -2382.7987 | 0.99
2016-03-23 17:00 | 177055.2 | 50 | 150.4 | 200.4 | 0 | 200.4 | 560.32 | 2206.7697 | 964 | 0 | 964 | 1242.7697 | 2206.7697 | -1242.7697 | 9900 | 0 | -1607.7301 | 0.99
2016-03-23 18:00 | 177205.6 | 50 | 150.4 | 200.4 | 0 | 200.4 | 560.32 | 1712.6006 | 964 | 0 | 964 | 748.6006 | 1712.6006 | -748.6006 | 9900 | 0 | -1242.7697 | 0.99
2016-03-23 19:00 | 177356 | 50 | -16.6 | 33.4 | 0 | 33.4 | 93.3867 | 160.6667 | 160.6667 | 0 | 160.6667 | 2.8422e-14 | 492.0326 | -331.3659 | 9900 | 0 | -748.6006 | 0.99
2016-03-23 20:00 | 177339.4 | 50 | -50 | 0 | 0 | 0 | 0 | 160.6667 | 0 | 0 | 0 | 160.6667 | 692.7403 | -692.7403 | 9900 | 0 | -331.3659 | 0.99
2016-03-23 21:00 | 177289.4 | 50 | -50 | 0 | 0 | 0 | 0 | 160.6667 | 0 | 0 | 0 | 160.6667 | 726.1558 | -726.1558 | 9900 | 0 | -692.7403 | 0.99
2016-03-23 22:00 | 177239.4 | 50 | -50 | 0 | 0 | 0 | 0 | 160.6667 | 0 | 0 | 0 | 160.6667 | 707.0772 | -707.0772 | 9900 | 0 | -726.1558 | 0.99
2016-03-23 23:00 | 177189.4 | 50 | -50 | 0 | 0 | 0 | 0 | 160.6667 | 0 | 0 | 0 | 160.6667 | 695.9386 | -695.9386 | 9900 | 0 | -707.0772 | 0.99
2016-03-24 | 177139.4 | 50 | -50 | 0 | 0 | 0 | 0 | 160.6667 | 0 | 0 | 0 | 160.6667 | 623.5703 | -623.5703 | 9900 | 0 | -695.9386 | 0.99
2016-03-24 01:00 | 177089.4 | 50 | -50 | 0 | 0 | 0 | 0 | 160.6667 | 0 | 0 | 0 | 160.6667 | 586.7115 | -586.7115 | 9900 | 0 | -623.5703 | 0.99
2016-03-24 02:00 | 177039.4 | 50 | -50 | 0 | 0 | 0 | 0 | 160.6667 | 0 | 0 | 0 | 160.6667 | 518.6905 | -518.6905 | 9900 | 0 | -586.7115 | 0.99
2016-03-24 03:00 | 176989.4 | 50 | -16.6 | 33.4 | 0 | 33.4 | 93.3867 | 160.6667 | 160.6667 | 0 | 160.6667 | 2.8422e-14 | 488.8384 | -328.1718 | 9900 | 0 | -518.6905 | 0.99
2016-03-24 04:00 | 176972.8 | 50 | -50 | 0 | 0 | 0 | 0 | 160.6667 | 0 | 0 | 0 | 160.6667 | 551.5737 | -551.5737 | 9900 | 0 | -328.1718 | 0.99
2016-03-24 05:00 | 176922.8 | 50 | -50 | 0 | 0 | 0 | 0 | 160.6667 | 0 | 0 | 0 | 160.6667 | 674.7014 | -674.7014 | 9900 | 0 | -551.5737 | 0.99
2016-03-24 06:00 | 176872.8 | 50 | -50 | 0 | 0 | 0 | 0 | 160.6667 | 0 | 0 | 0 | 160.6667 | 562.2713 | -562.2713 | 9900 | 0 | -674.7014 | 0.99
2016-03-24 07:00 | 176822.8 | 50 | -50 | 0 | 0 | 0 | 0 | 160.6667 | 0 | 0 | 0 | 160.6667 | 841.2416 | -841.2416 | 9900 | 0 | -562.2713 | 0.99
2016-03-24 08:00 | 176772.8 | 50 | 150.4 | 200.4 | 0 | 200.4 | 560.32 | 1744.515 | 964 | 0 | 964 | 780.515 | 1744.515 | -780.515 | 9900 | 0 | -841.2416 | 0.99
2016-03-24 09:00 | 176923.2 | 50 | 150.4 | 200.4 | 0 | 200.4 | 560.32 | 2503.7975 | 964 | 0 | 964 | 1539.7975 | 2503.7975 | -1539.7975 | 9900 | 0 | -780.515 | 0.99
2016-03-24 10:00 | 177073.6 | 50 | 150.4 | 200.4 | 0 | 200.4 | 560.32 | 3278.8786 | 964 | 0 | 964 | 2314.8786 | 3278.8786 | -2314.8786 | 9900 | 0 | -1539.7975 | 0.99
2016-03-24 11:00 | 177224 | 50 | 150.4 | 200.4 | 0 | 200.4 | 560.32 | 3965.0957 | 964 | 0 | 964 | 3001.0957 | 3965.0957 | -3001.0957 | 9900 | 0 | -2314.8786 | 0.99
2016-03-24 12:00 | 177374.4 | 50 | 150.4 | 200.4 | 0 | 200.4 | 560.32 | 4396.6241 | 964 | 0 | 964 | 3432.6241 | 4396.6241 | -3432.6241 | 9900 | 0 | -3001.0957 | 0.99
2016-03-24 13:00 | 177524.8 | 50 | 150.4 | 200.4 | 0 | 200.4 | 560.32 | 4531.8567 | 964 | 0 | 964 | 3567.8567 | 4531.8567 | -3567.8567 | 9900 | 0 | -3432.6241 | 0.99
2016-03-24 14:00 | 177675.2 | 50 | 150.4 | 200.4 | 0 | 200.4 | 560.32 | 4417.1777 | 964 | 0 | 964 | 3453.1777 | 4417.1777 | -3453.1777 | 9900 | 0 | -3567.8567 | 0.99
2016-03-24 15:00 | 177825.6 | 50 | 150.4 | 200.4 | 0 | 200.4 | 560.32 | 4053.1457 | 964 | 0 | 964 | 3089.1457 | 4053.1457 | -3089.1457 | 9900 | 0 | -3453.1777 | 0.99
2016-03-24 16:00 | 177976 | 50 | 150.4 | 200.4 | 0 | 200.4 | 560.32 | 3521.8178 | 964 | 0 | 964 | 2557.8178 | 3521.8178 | -2557.8178 | 9900 | 0 | -3089.1457 | 0.99
2016-03-24 17:00 | 178126.4 | 50 | 150.4 | 200.4 | 0 | 200.4 | 560.32 | 2346.5092 | 964 | 0 | 964 | 1382.5092 | 2346.5092 | -1382.5092 | 9900 | 0 | -2557.8178 | 0.99
2016-03-24 18:00 | 178276.8 | 50 | 150.4 | 200.4 | 0 | 200.4 | 560.32 | 1903.2271 | 964 | 0 | 964 | 939.2271 | 1903.2271 | -939.2271 | 9900 | 0 | -1382.5092 | 0.99
2016-03-24 19:00 | 178427.2 | 50 | -50 | 0 | 0 | 0 | 0 | 160.6667 | 0 | 0 | 0 | 160.6667 | 929.2216 | -929.2216 | 9900 | 0 | -939.2271 | 0.99
2016-03-24 20:00 | 178377.2 | 50 | 150.4 | 200.4 | 0 | 200.4 | 560.32 | 966.3478 | 964 | 0 | 964 | 2.3478 | 966.3478 | -2.3478 | 9900 | 0 | -929.2216 | 0.99
2016-03-24 21:00 | 178527.6 | 50 | -50 | 0 | 0 | 0 | 0 | 160.6667 | 0 | 0 | 0 | 160.6667 | 908.8095 | -908.8095 | 9900 | 0 | -2.3478 | 0.99
2016-03-24 22:00 | 178477.6 | 50 | -50 | 0 | 0 | 0 | 0 | 160.6667 | 0 | 0 | 0 | 160.6667 | 732.1724 | -732.1724 | 9900 | 0 | -908.8095 | 0.99
2016-03-24 23:00 | 178427.6 | 50 | -50 | 0 | 0 | 0 | 0 | 160.6667 | 0 | 0 | 0 | 160.6667 | 833.5498 | -833.5498 | 9900 | 0 | -732.1724 | 0.99
2016-03-25 | 178377.6 | 50 | -50 | 0 | 0 | 0 | 0 | 160.6667 | 0 | 0 | 0 | 160.6667 | 884.6017 | -884.6017 | 9900 | 0 | -833.5498 | 0.99
2016-03-25 01:00 | 178327.6 | 50 | -50 | 0 | 0 | 0 | 0 | 160.6667 | 0 | 0 | 0 | 160.6667 | 826.0952 | -826.0952 | 9900 | 0 | -884.6017 | 0.99
2016-03-25 02:00 | 178277.6 | 50 | -50 | 0 | 0 | 0 | 0 | 160.6667 | 0 | 0 | 0 | 160.6667 | 735.9077 | -735.9077 | 9900 | 0 | -826.0952 | 0.99
2016-03-25 03:00 | 178227.6 | 50 | -50 | 0 | 0 | 0 | 0 | 160.6667 | 0 | 0 | 0 | 160.6667 | 805.8701 | -805.8701 | 9900 | 0 | -735.9077 | 0.99
2016-03-25 04:00 | 178177.6 | 50 | -50 | 0 | 0 | 0 | 0 | 160.6667 | 0 | 0 | 0 | 160.6667 | 852.1212 | -852.1212 | 9900 | 0 | -805.8701 | 0.99
2016-03-25 05:00 | 178127.6 | 50 | -50 | 0 | 0 | 0 | 0 | 160.6667 | 0 | 0 | 0 | 160.6667 | 669.6968 | -669.6968 | 9900 | 0 | -852.1212 | 0.99
2016-03-25 06:00 | 178077.6 | 50 | -50 | 0 | 0 | 0 | 0 | 160.6667 | 0 | 0 | 0 | 160.6667 | 701.5079 | -701.5079 | 9900 | 0 | -669.6968 | 0.99
2016-03-25 07:00 | 178027.6 | 50 | -50 | 0 | 0 | 0 | 0 | 160.6667 | 0 | 0 | 0 | 160.6667 | 883.0708 | -883.0708 | 9900 | 0 | -701.5079 | 0.99
2016-03-25 08:00 | 177977.6 | 50 | 150.4 | 200.4 | 0 | 200.4 | 560.32 | 1857.5361 | 964 | 0 | 964 | 893.5361 | 1857.5361 | -893.5361 | 9900 | 0 | -883.0708 | 0.99
2016-03-25 09:00 | 178128 | 50 | 150.4 | 200.4 | 0 | 200.4 | 560.32 | 2795.4629 | 964 | 0 | 964 | 1831.4629 | 2795.4629 | -1831.4629 | 9900 | 0 | -893.5361 | 0.99
2016-03-25 10:00 | 178278.4 | 50 | 150.4 | 200.4 | 0 | 200.4 | 560.32 | 3369.4224 | 964 | 0 | 964 | 2405.4224 | 3369.4224 | -2405.4224 | 9900 | 0 | -1831.4629 | 0.99
2016-03-25 11:00 | 178428.8 | 50 | 150.4 | 200.4 | 0 | 200.4 | 560.32 | 4128.3554 | 964 | 0 | 964 | 3164.3554 | 4128.3554 | -3164.3554 | 9900 | 0 | -2405.4224 | 0.99
2016-03-25 12:00 | 178579.2 | 50 | 150.4 | 200.4 | 0 | 200.4 | 560.32 | 4459.6776 | 964 | 0 | 964 | 3495.6776 | 4459.6776 | -3495.6776 | 9900 | 0 | -3164.3554 | 0.99
2016-03-25 13:00 | 178729.6 | 50 | 150.4 | 200.4 | 0 | 200.4 | 560.32 | 4566.5101 | 964 | 0 | 964 | 3602.5101 | 4566.5101 | -3602.5101 | 9900 | 0 | -3495.6776 | 0.99
2016-03-25 14:00 | 178880 | 50 | 150.4 | 200.4 | 0 | 200.4 | 560.32 | 4420.7809 | 964 | 0 | 964 | 3456.7809 | 4420.7809 | -3456.7809 | 9900 | 0 | -3602.5101 | 0.99
2016-03-25 15:00 | 179030.4 | 50 | 150.4 | 200.4 | 0 | 200.4 | 560.32 | 4054.2362 | 964 | 0 | 964 | 3090.2362 | 4054.2362 | -3090.2362 | 9900 | 0 | -3456.7809 | 0.99
2016-03-25 16:00 | 179180.8 | 50 | 150.4 | 200.4 | 0 | 200.4 | 560.32 | 3496.6855 | 964 | 0 | 964 | 2532.6855 | 3496.6855 | -2532.6855 | 9900 | 0 | -3090.2362 | 0.99
2016-03-25 17:00 | 179331.2 | 50 | 150.4 | 200.4 | 0 | 200.4 | 560.32 | 2782.0666 | 964 | 0 | 964 | 1818.0666 | 2782.0666 | -1818.0666 | 9900 | 0 | -2532.6855 | 0.99
2016-03-25 18:00 | 179481.6 | 50 | 150.4 | 200.4 | 0 | 200.4 | 560.32 | 1940.6237 | 964 | 0 | 964 | 976.6237 | 1940.6237 | -976.6237 | 9900 | 0 | -1818.0666 | 0.99
2016-03-25 19:00 | 179632 | 50 | 150.4 | 200.4 | 0 | 200.4 | 560.32 | 1028.5633 | 964 | 0 | 964 | 64.5633 | 1028.5633 | -64.5633 | 9900 | 0 | -976.6237 | 0.99
2016-03-25 20:00 | 179782.4 | 50 | 150.4 | 200.4 | 0 | 200.4 | 560.32 | 982.5397 | 964 | 0 | 964 | 18.5397 | 982.5397 | -18.5397 | 9900 | 0 | -64.5633 | 0.99
2016-03-25 21:00 | 179932.8 | 50 | 67.2 | 200.4 | 0 | 200.4 | 560.32 | 996.8636 | 964 | 0 | 964 | 32.8636 | 996.8636 | -32.8636 | 9900 | 0 | -18.5397 | 0.99
2016-03-25 22:00 | 180000 | 50 | 0 | 200.4 | 83.2 | 200.4 | 560.32 | 991.4437 | 563.7764 | 400.2236 | 563.7764 | 427.6673 | 991.4437 | -427.6673 | 9900 | 0 | -32.8636 | 0.99
2016-03-25 23:00 | 180000 | 50 | 0 | 200.4 | 150.4 | 200.4 | 560.32 | 989.5902 | 240.519 | 723.481 | 240.519 | 749.0712 | 989.5902 | -749.0712 | 9900 | 0 | -427.6673 | 0.99
2016-03-26 | 180000 | 50 | 0 | 200.4 | 150.4 | 200.4 | 560.32 | 982.7417 | 240.519 | 723.481 | 240.519 | 742.2227 | 982.7417 | -742.2227 | 9900 | 0 | -749.0712 | 0.99
2016-03-26 01:00 | 180000 | 50 | -50 | 0 | 150.4 | 0 | 0 | 160.6667 | -723.481 | 723.481 | -723.481 | 884.1477 | 955.7576 | -1679.2386 | 9900 | 0 | -742.2227 | 0.99
2016-03-26 02:00 | 179950 | 50 | -50 | 0 | 0 | 0 | 0 | 160.6667 | 0 | 0 | 0 | 160.6667 | 931.2987 | -931.2987 | 9900 | 0 | -1679.2386 | 0.99
2016-03-26 03:00 | 179900 | 50 | -50 | 0 | 0 | 0 | 0 | 160.6667 | 0 | 0 | 0 | 160.6667 | 874.1212 | -874.1212 | 9900 | 0 | -931.2987 | 0.99
2016-03-26 04:00 | 179850 | 50 | -50 | 0 | 0 | 0 | 0 | 160.6667 | 0 | 0 | 0 | 160.6667 | 928.0952 | -928.0952 | 9900 | 0 | -874.1212 | 0.99
2016-03-26 05:00 | 179800 | 50 | -50 | 0 | 0 | 0 | 0 | 160.6667 | 0 | 0 | 0 | 160.6667 | 901.3745 | -901.3745 | 9900 | 0 | -928.0952 | 0.99
2016-03-26 06:00 | 179750 | 50 | -50 | 0 | 0 | 0 | 0 | 160.6667 | 0 | 0 | 0 | 160.6667 | 901.1472 | -901.1472 | 9900 | 0 | -901.3745 | 0.99
2016-03-26 07:00 | 179700 | 50 | 150.4 | 200.4 | 0 | 200.4 | 560.32 | 1101.6853 | 964 | 0 | 964 | 137.6853 | 1101.6853 | -137.6853 | 9900 | 0 | -901.1472 | 0.99
2016-03-26 08:00 | 179850.4 | 50 | 149.6 | 200.4 | 0 | 200.4 | 560.32 | 2021.1593 | 964 | 0 | 964 | 1057.1593 | 2021.1593 | -1057.1593 | 9900 | 0 | -137.6853 | 0.99
2016-03-26 09:00 | 180000 | 50 | 0 | 200.4 | 0.8 | 200.4 | 560.32 | 2875.3373 | 960.1517 | 3.8483 | 960.1517 | 1915.1856 | 2875.3373 | -1915.1856 | 9900 | 0 | -1057.1593 | 0.99
2016-03-26 10:00 | 180000 | 50 | 0 | 200.4 | 150.4 | 200.4 | 560.32 | 3574.6574 | 240.519 | 723.481 | 240.519 | 3334.1385 | 3574.6574 | -3334.1385 | 9900 | 0 | -1915.1856 | 0.99
2016-03-26 11:00 | 180000 | 50 | 0 | 200.4 | 150.4 | 200.4 | 560.32 | 4016.4762 | 240.519 | 723.481 | 240.519 | 3775.9573 | 4016.4762 | -3775.9573 | 9900 | 0 | -3334.1385 | 0.99
2016-03-26 12:00 | 180000 | 50 | 0 | 200.4 | 150.4 | 200.4 | 560.32 | 4280.0467 | 240.519 | 723.481 | 240.519 | 4039.5277 | 4280.0467 | -4039.5277 | 9900 | 0 | -3775.9573 | 0.99
2016-03-26 13:00 | 180000 | 50 | 0 | 200.4 | 150.4 | 200.4 | 560.32 | 4349.7512 | 240.519 | 723.481 | 240.519 | 4109.2323 | 4349.7512 | -4109.2323 | 9900 | 0 | -4039.5277 | 0.99
2016-03-26 14:00 | 180000 | 50 | 0 | 200.4 | 150.4 | 200.4 | 560.32 | 4163.7344 | 240.519 | 723.481 | 240.519 | 3923.2154 | 4163.7344 | -3923.2154 | 9900 | 0 | -4109.2323 | 0.99
2016-03-26 15:00 | 180000 | 50 | 0 | 200.4 | 150.4 | 200.4 | 560.32 | 3810.1864 | 240.519 | 723.481 | 240.519 | 3569.6675 | 3810.1864 | -3569.6675 | 9900 | 0 | -3923.2154 | 0.99
2016-03-26 16:00 | 180000 | 50 | 0 | 200.4 | 150.4 | 200.4 | 560.32 | 3220.9796 | 240.519 | 723.481 | 240.519 | 2980.4607 | 3220.9796 | -2980.4607 | 9900 | 0 | -3569.6675 | 0.99
2016-03-26 17:00 | 180000 | 50 | 0 | 200.4 | 150.4 | 200.4 | 560.32 | 2409.8798 | 240.519 | 723.481 | 240.519 | 2169.3609 | 2409.8798 | -2169.3609 | 9900 | 0 | -2980.4607 | 0.99
2016-03-26 18:00 | 180000 | 50 | 0 | 200.4 | 150.4 | 200.4 | 560.32 | 1682.8333 | 240.519 | 723.481 | 240.519 | 1442.3144 | 1682.8333 | -1442.3144 | 9900 | 0 | -2169.3609 | 0.99
2016-03-26 19:00 | 180000 | 50 | -50 | 0 | 150.4 | 0 | 0 | 160.6667 | -723.481 | 723.481 | -723.481 | 884.1477 | 773.957 | -1497.438 | 9900 | 0 | -1442.3144 | 0.99
2016-03-26 20:00 | 179950 | 50 | -50 | 0 | 0 | 0 | 0 | 160.6667 | 0 | 0 | 0 | 160.6667 | 726.3125 | -726.3125 | 9900 | 0 | -1497.438 | 0.99
2016-03-26 21:00 | 179900 | 50 | -50 | 0 | 0 | 0 | 0 | 160.6667 | 0 | 0 | 0 | 160.6667 | 783.5931 | -783.5931 | 9900 | 0 | -726.3125 | 0.99
2016-03-26 22:00 | 179850 | 50 | -50 | 0 | 0 | 0 | 0 | 160.6667 | 0 | 0 | 0 | 160.6667 | 729.8016 | -729.8016 | 9900 | 0 | -783.5931 | 0.99
2016-03-26 23:00 | 179800 | 50 | -50 | 0 | 0 | 0 | 0 | 160.6667 | 0 | 0 | 0 | 160.6667 | 731.6804 | -731.6804 | 9900 | 0 | -729.8016 | 0.99
2016-03-27 | 179750 | 50 | -50 | 0 | 0 | 0 | 0 | 160.6667 | 0 | 0 | 0 | 160.6667 | 709.9402 | -709.9402 | 9900 | 0 | -731.6804 | 0.99
2016-03-27 01:00 | 179700 | 50 | -50 | 0 | 0 | 0 | 0 | 160.6667 | 0 | 0 | 0 | 160.6667 | 570.4268 | -570.4268 | 9900 | 0 | -709.9402 | 0.99
2016-03-27 02:00 | 179650 | 50 | -50 | 0 | 0 | 0 | 0 | 160.6667 | 0 | 0 | 0 | 160.6667 | 446.1141 | -446.1141 | 9900 | 0 | -570.4268 | 0.99
2016-03-27 03:00 | 179600 | 50 | -16.6 | 33.4 | 0 | 33.4 | 93.3867 | 160.6667 | 160.6667 | 0 | 160.6667 | 0 | 346.6694 | -186.0028 | 9900 | 0 | -446.1141 | 0.99
2016-03-27 04:00 | 179583.4 | 50 | -50 | 0 | 0 | 0 | 0 | 160.6667 | 0 | 0 | 0 | 160.6667 | 455.9772 | -455.9772 | 9900 | 0 | -186.0028 | 0.99
2016-03-27 05:00 | 179533.4 | 50 | -16.6 | 33.4 | 0 | 33.4 | 93.3867 | 160.6667 | 160.6667 | 0 | 160.6667 | 0 | 262.6633 | -101.9966 | 9900 | 0 | -455.9772 | 0.99
2016-03-27 06:00 | 179516.8 | 50 | -16.6 | 33.4 | 0 | 33.4 | 93.3867 | 160.6667 | 160.6667 | 0 | 160.6667 | 0 | 250.2056 | -89.539 | 9900 | 0 | -101.9966 | 0.99
2016-03-27 07:00 | 179500.2 | 50 | -16.6 | 33.4 | 0 | 33.4 | 93.3867 | 160.6667 | 160.6667 | 0 | 160.6667 | 0 | 397.8674 | -237.2007 | 9900 | 0 | -89.539 | 0.99
2016-03-27 08:00 | 179483.6 | 50 | 150.4 | 200.4 | 0 | 200.4 | 560.32 | 1317.9378 | 964 | 0 | 964 | 353.9378 | 1317.9378 | -353.9378 | 9900 | 0 | -237.2007 | 0.99
2016-03-27 09:00 | 179634 | 50 | 150.4 | 200.4 | 0 | 200.4 | 560.32 | 2368.8849 | 964 | 0 | 964 | 1404.8849 | 2368.8849 | -1404.8849 | 9900 | 0 | -353.9378 | 0.99
2016-03-27 10:00 | 179784.4 | 50 | 150.4 | 200.4 | 0 | 200.4 | 560.32 | 3328.1837 | 964 | 0 | 964 | 2364.1837 | 3328.1837 | -2364.1837 | 9900 | 0 | -1404.8849 | 0.99
2016-03-27 11:00 | 179934.8 | 50 | 65.2 | 200.4 | 0 | 200.4 | 560.32 | 3884.9445 | 964 | 0 | 964 | 2920.9445 | 3884.9445 | -2920.9445 | 9900 | 0 | -2364.1837 | 0.99
2016-03-27 12:00 | 180000 | 50 | 0 | 200.4 | 85.2 | 200.4 | 560.32 | 4263.8368 | 554.1557 | 409.8443 | 554.1557 | 3709.6811 | 4263.8368 | -3709.6811 | 9900 | 0 | -2920.9445 | 0.99
2016-03-27 13:00 | 180000 | 50 | 0 | 200.4 | 150.4 | 200.4 | 560.32 | 4387.9255 | 240.519 | 723.481 | 240.519 | 4147.4065 | 4387.9255 | -4147.4065 | 9900 | 0 | -3709.6811 | 0.99
2016-03-27 14:00 | 180000 | 50 | 0 | 200.4 | 150.4 | 200.4 | 560.32 | 4258.9881 | 240.519 | 723.481 | 240.519 | 4018.4692 | 4258.9881 | -4018.4692 | 9900 | 0 | -4147.4065 | 0.99
2016-03-27 15:00 | 180000 | 50 | 0 | 200.4 | 150.4 | 200.4 | 560.32 | 3802.0155 | 240.519 | 723.481 | 240.519 | 3561.4966 | 3802.0155 | -3561.4966 | 9900 | 0 | -4018.4692 | 0.99
2016-03-27 16:00 | 180000 | 50 | 0 | 200.4 | 150.4 | 200.4 | 560.32 | 3205.4111 | 240.519 | 723.481 | 240.519 | 2964.8921 | 3205.4111 | -2964.8921 | 9900 | 0 | -3561.4966 | 0.99
2016-03-27 17:00 | 180000 | 50 | 0 | 200.4 | 150.4 | 200.4 | 560.32 | 2251.4604 | 240.519 | 723.481 | 240.519 | 2010.9414 | 2251.4604 | -2010.9414 | 9900 | 0 | -2964.8921 | 0.99
2016-03-27 18:00 | 180000 | 50 | 0 | 200.4 | 150.4 | 200.4 | 560.32 | 1346.8567 | 240.519 | 723.481 | 240.519 | 1106.3377 | 1346.8567 | -1106.3377 | 9900 | 0 | -2010.9414 | 0.99
2016-03-27 19:00 | 180000 | 50 | -16.6 | 33.4 | 150.4 | 33.4 | 93.3867 | 160.6667 | -562.8144 | 723.481 | -562.8144 | 723.481 | 377.468 | -940.2824 | 9900 | 0 | -1106.3377 | 0.99
2016-03-27 20:00 | 179983.4 | 50 | -16.6 | 33.4 | 0 | 33.4 | 93.3867 | 160.6667 | 160.6667 | 0 | 160.6667 | 0 | 255.8148 | -95.1482 | 9900 | 0 | -940.2824 | 0.99
2016-03-27 21:00 | 179966.8 | 50 | -16.6 | 33.4 | 0 | 33.4 | 93.3867 | 160.6667 | 160.6667 | 0 | 160.6667 | 0 | 373.9411 | -213.2745 | 9900 | 0 | -95.1482 | 0.99
2016-03-27 22:00 | 179950.2 | 50 | -50 | 0 | 0 | 0 | 0 | 160.6667 | 0 | 0 | 0 | 160.6667 | 603.3404 | -603.3404 | 9900 | 0 | -213.2745 | 0.99
2016-03-27 23:00 | 179900.2 | 50 | -50 | 0 | 0 | 0 | 0 | 160.6667 | 0 | 0 | 0 | 160.6667 | 636.7304 | -636.7304 | 9900 | 0 | -603.3404 | 0.99
2016-03-28 | 179850.2 | 50 | -50 | 0 | 0 | 0 | 0 | 160.6667 | 0 | 0 | 0 | 160.6667 | 737.8312 | -737.8312 | 9900 | 0 | -636.7304 | 0.99
2016-03-28 01:00 | 179800.2 | 50 | -50 | 0 | 0 | 0 | 0 | 160.6667 | 0 | 0 | 0 | 160.6667 | 512.1947 | -512.1947 | 9900 | 0 | -737.8312 | 0.99
2016-03-28 02:00 | 179750.2 | 50 | -16.6 | 33.4 | 0 | 33.4 | 93.3867 | 160.6667 | 160.6667 | 0 | 160.6667 | 2.8422e-14 | 445.6842 | -285.0175 | 9900 | 0 | -512.1947 | 0.99
2016-03-28 03:00 | 179733.6 | 50 | -50 | 0 | 0 | 0 | 0 | 160.6667 | 0 | 0 | 0 | 160.6667 | 877.8745 | -877.8745 | 9900 | 0 | -285.0175 | 0.99
2016-03-28 04:00 | 179683.6 | 50 | 150.4 | 200.4 | 0 | 200.4 | 560.32 | 970.0599 | 964 | 0 | 964 | 6.0599 | 970.0599 | -6.0599 | 9900 | 0 | -877.8745 | 0.99
2016-03-28 05:00 | 179834 | 50 | -50 | 0 | 0 | 0 | 0 | 160.6667 | 0 | 0 | 0 | 160.6667 | 906.9805 | -906.9805 | 9900 | 0 | -6.0599 | 0.99
2016-03-28 06:00 | 179784 | 50 | -50 | 0 | 0 | 0 | 0 | 160.6667 | 0 | 0 | 0 | 160.6667 | 859.0822 | -859.0822 | 9900 | 0 | -906.9805 | 0.99
2016-03-28 07:00 | 179734 | 50 | 150.4 | 200.4 | 0 | 200.4 | 560.32 | 1047.9817 | 964 | 0 | 964 | 83.9817 | 1047.9817 | -83.9817 | 9900 | 0 | -859.0822 | 0.99
2016-03-28 08:00 | 179884.4 | 50 | 115.6 | 200.4 | 0 | 200.4 | 560.32 | 2050.7293 | 964 | 0 | 964 | 1086.7293 | 2050.7293 | -1086.7293 | 9900 | 0 | -83.9817 | 0.99
2016-03-28 09:00 | 180000 | 50 | 0 | 200.4 | 34.8 | 200.4 | 560.32 | 2124.9702 | 796.5988 | 167.4012 | 796.5988 | 1328.3714 | 2124.9702 | -1328.3714 | 9900 | 0 | -1086.7293 | 0.99
2016-03-28 10:00 | 180000 | 50 | 0 | 200.4 | 150.4 | 200.4 | 560.32 | 3585.7837 | 240.519 | 723.481 | 240.519 | 3345.2648 | 3585.7837 | -3345.2648 | 9900 | 0 | -1328.3714 | 0.99
2016-03-28 11:00 | 180000 | 50 | 0 | 200.4 | 150.4 | 200.4 | 560.32 | 4099.3419 | 240.519 | 723.481 | 240.519 | 3858.823 | 4099.3419 | -3858.823 | 9900 | 0 | -3345.2648 | 0.99
2016-03-28 12:00 | 180000 | 50 | 0 | 200.4 | 150.4 | 200.4 | 560.32 | 4386.8086 | 240.519 | 723.481 | 240.519 | 4146.2896 | 4386.8086 | -4146.2896 | 9900 | 0 | -3858.823 | 0.99
2016-03-28 13:00 | 180000 | 50 | 0 | 200.4 | 150.4 | 200.4 | 560.32 | 3602.9404 | 240.519 | 723.481 | 240.519 | 3362.4214 | 3602.9404 | -3362.4214 | 9900 | 0 | -4146.2896 | 0.99
2016-03-28 14:00 | 180000 | 50 | 0 | 200.4 | 150.4 | 200.4 | 560.32 | 4387.5935 | 240.519 | 723.481 | 240.519 | 4147.0746 | 4387.5935 | -4147.0746 | 9900 | 0 | -3362.4214 | 0.99
2016-03-28 15:00 | 180000 | 50 | 0 | 200.4 | 150.4 | 200.4 | 560.32 | 4093.6392 | 240.519 | 723.481 | 240.519 | 3853.1203 | 4093.6392 | -3853.1203 | 9900 | 0 | -4147.0746 | 0.99
2016-03-28 16:00 | 180000 | 50 | 0 | 200.4 | 150.4 | 200.4 | 560.32 | 3529.8279 | 240.519 | 723.481 | 240.519 | 3289.309 | 3529.8279 | -3289.309 | 9900 | 0 | -3853.1203 | 0.99
2016-03-28 17:00 | 180000 | 50 | 0 | 200.4 | 150.4 | 200.4 | 560.32 | 2734.1035 | 240.519 | 723.481 | 240.519 | 2493.5846 | 2734.1035 | -2493.5846 | 9900 | 0 | -3289.309 | 0.99
2016-03-28 18:00 | 180000 | 50 | 0 | 200.4 | 150.4 | 200.4 | 560.32 | 1943.1624 | 240.519 | 723.481 | 240.519 | 1702.6434 | 1943.1624 | -1702.6434 | 9900 | 0 | -2493.5846 | 0.99
2016-03-28 19:00 | 180000 | 50 | 0 | 200.4 | 150.4 | 200.4 | 560.32 | 1015.2437 | 240.519 | 723.481 | 240.519 | 774.7247 | 1015.2437 | -774.7247 | 9900 | 0 | -1702.6434 | 0.99
2016-03-28 20:00 | 180000 | 50 | -50 | 0 | 150.4 | 0 | 0 | 160.6667 | -723.481 | 723.481 | -723.481 | 884.1477 | 901.0606 | -1624.5417 | 9900 | 0 | -774.7247 | 0.99
2016-03-28 21:00 | 179950 | 50 | -50 | 0 | 0 | 0 | 0 | 160.6667 | 0 | 0 | 0 | 160.6667 | 829.5498 | -829.5498 | 9900 | 0 | -1624.5417 | 0.99
2016-03-28 22:00 | 179900 | 50 | -50 | 0 | 0 | 0 | 0 | 160.6667 | 0 | 0 | 0 | 160.6667 | 885.316 | -885.316 | 9900 | 0 | -829.5498 | 0.99
2016-03-28 23:00 | 179850 | 50 | -50 | 0 | 0 | 0 | 0 | 160.6667 | 0 | 0 | 0 | 160.6667 | 928.7879 | -928.7879 | 9900 | 0 | -885.316 | 0.99
2016-03-29 | 179800 | 50 | -50 | 0 | 0 | 0 | 0 | 160.6667 | 0 | 0 | 0 | 160.6667 | 864.0303 | -864.0303 | 9900 | 0 | -928.7879 | 0.99
2016-03-29 01:00 | 179750 | 50 | -50 | 0 | 0 | 0 | 0 | 160.6667 | 0 | 0 | 0 | 160.6667 | 884.8225 | -884.8225 | 9900 | 0 | -864.0303 | 0.99
2016-03-29 02:00 | 179700 | 50 | -50 | 0 | 0 | 0 | 0 | 160.6667 | 0 | 0 | 0 | 160.6667 | 937.5433 | -937.5433 | 9900 | 0 | -884.8225 | 0.99
2016-03-29 03:00 | 179650 | 50 | -50 | 0 | 0 | 0 | 0 | 160.6667 | 0 | 0 | 0 | 160.6667 | 916.5476 | -916.5476 | 9900 | 0 | -937.5433 | 0.99
2016-03-29 04:00 | 179600 | 50 | -50 | 0 | 0 | 0 | 0 | 160.6667 | 0 | 0 | 0 | 160.6667 | 882.7186 | -882.7186 | 9900 | 0 | -916.5476 | 0.99
2016-03-29 05:00 | 179550 | 50 | -50 | 0 | 0 | 0 | 0 | 160.6667 | 0 | 0 | 0 | 160.6667 | 637.1012 | -637.1012 | 9900 | 0 | -882.7186 | 0.99
2016-03-29 06:00 | 179500 | 50 | -50 | 0 | 0 | 0 | 0 | 160.6667 | 0 | 0 | 0 | 160.6667 | 637.7102 | -637.7102 | 9900 | 0 | -637.1012 | 0.99
2016-03-29 07:00 | 179450 | 50 | 150.4 | 200.4 | 0 | 200.4 | 560.32 | 966.2879 | 964 | 0 | 964 | 2.2879 | 966.2879 | -2.2879 | 9900 | 0 | -637.7102 | 0.99
2016-03-29 08:00 | 179600.4 | 50 | 150.4 | 200.4 | 0 | 200.4 | 560.32 | 1980.7073 | 964 | 0 | 964 | 1016.7073 | 1980.7073 | -1016.7073 | 9900 | 0 | -2.2879 | 0.99
2016-03-29 09:00 | 179750.8 | 50 | 150.4 | 200.4 | 0 | 200.4 | 560.32 | 2279.0018 | 964 | 0 | 964 | 1315.0018 | 2279.0018 | -1315.0018 | 9900 | 0 | -1016.7073 | 0.99
2016-03-29 10:00 | 179901.2 | 50 | 98.8 | 200.4 | 0 | 200.4 | 560.32 | 3657.6993 | 964 | 0 | 964 | 2693.6993 | 3657.6993 | -2693.6993 | 9900 | 0 | -1315.0018 | 0.99
2016-03-29 11:00 | 180000 | 50 | 0 | 200.4 | 51.6 | 200.4 | 560.32 | 4202.0759 | 715.7844 | 248.2156 | 715.7844 | 3486.2915 | 4202.0759 | -3486.2915 | 9900 | 0 | -2693.6993 | 0.99
2016-03-29 12:00 | 180000 | 50 | 0 | 200.4 | 150.4 | 200.4 | 560.32 | 4539.6069 | 240.519 | 723.481 | 240.519 | 4299.0879 | 4539.6069 | -4299.0879 | 9900 | 0 | -3486.2915 | 0.99
2016-03-29 13:00 | 180000 | 50 | 0 | 200.4 | 150.4 | 200.4 | 560.32 | 2594.102 | 240.519 | 723.481 | 240.519 | 2353.5831 | 2594.102 | -2353.5831 | 9900 | 0 | -4299.0879 | 0.99
2016-03-29 14:00 | 180000 | 50 | 0 | 200.4 | 150.4 | 200.4 | 560.32 | 4496.6155 | 240.519 | 723.481 | 240.519 | 4256.0966 | 4496.6155 | -4256.0966 | 9900 | 0 | -2353.5831 | 0.99
2016-03-29 15:00 | 180000 | 50 | 0 | 200.4 | 150.4 | 200.4 | 560.32 | 4139.6228 | 240.519 | 723.481 | 240.519 | 3899.1038 | 4139.6228 | -3899.1038 | 9900 | 0 | -4256.0966 | 0.99
2016-03-29 16:00 | 180000 | 50 | 0 | 200.4 | 150.4 | 200.4 | 560.32 | 2539.5749 | 240.519 | 723.481 | 240.519 | 2299.0559 | 2539.5749 | -2299.0559 | 9900 | 0 | -3899.1038 | 0.99
2016-03-29 17:00 | 180000 | 50 | 0 | 200.4 | 150.4 | 200.4 | 560.32 | 2820.3463 | 240.519 | 723.481 | 240.519 | 2579.8273 | 2820.3463 | -2579.8273 | 9900 | 0 | -2299.0559 | 0.99
2016-03-29 18:00 | 180000 | 50 | 0 | 200.4 | 150.4 | 200.4 | 560.32 | 1944.5482 | 240.519 | 723.481 | 240.519 | 1704.0293 | 1944.5482 | -1704.0293 | 9900 | 0 | -2579.8273 | 0.99
2016-03-29 19:00 | 180000 | 50 | -50 | 0 | 150.4 | 0 | 0 | 160.6667 | -723.481 | 723.481 | -723.481 | 884.1477 | 896.5014 | -1619.9824 | 9900 | 0 | -1704.0293 | 0.99
2016-03-29 20:00 | 179950 | 50 | -50 | 0 | 0 | 0 | 0 | 160.6667 | 0 | 0 | 0 | 160.6667 | 903.4308 | -903.4308 | 9900 | 0 | -1619.9824 | 0.99
2016-03-29 21:00 | 179900 | 50 | 100 | 200.4 | 0 | 200.4 | 560.32 | 968.1306 | 964 | 0 | 964 | 4.1306 | 968.1306 | -4.1306 | 9900 | 0 | -903.4308 | 0.99
2016-03-29 22:00 | 180000 | 50 | -50 | 0 | 50.4 | 0 | 0 | 160.6667 | -242.4431 | 242.4431 | -242.4431 | 403.1098 | 938.3117 | -1180.7548 | 9900 | 0 | -4.1306 | 0.99
2016-03-29 23:00 | 179950 | 50 | -50 | 0 | 0 | 0 | 0 | 160.6667 | 0 | 0 | 0 | 160.6667 | 856.4589 | -856.4589 | 9900 | 0 | -1180.7548 | 0.99
2016-03-30 | 179900 | 50 | -50 | 0 | 0 | 0 | 0 | 160.6667 | 0 | 0 | 0 | 160.6667 | 671.7887 | -671.7887 | 9900 | 0 | -856.4589 | 0.99
2016-03-30 01:00 | 179850 | 50 | -50 | 0 | 0 | 0 | 0 | 160.6667 | 0 | 0 | 0 | 160.6667 | 839.9394 | -839.9394 | 9900 | 0 | -671.7887 | 0.99
2016-03-30 02:00 | 179800 | 50 | -50 | 0 | 0 | 0 | 0 | 160.6667 | 0 | 0 | 0 | 160.6667 | 850.3031 | -850.3031 | 9900 | 0 | -839.9394 | 0.99
2016-03-30 03:00 | 179750 | 50 | -50 | 0 | 0 | 0 | 0 | 160.6667 | 0 | 0 | 0 | 160.6667 | 901.4827 | -901.4827 | 9900 | 0 | -850.3031 | 0.99
2016-03-30 04:00 | 179700 | 50 | -50 | 0 | 0 | 0 | 0 | 160.6667 | 0 | 0 | 0 | 160.6667 | 805.7583 | -805.7583 | 9900 | 0 | -901.4827 | 0.99
2016-03-30 05:00 | 179650 | 50 | -50 | 0 | 0 | 0 | 0 | 160.6667 | 0 | 0 | 0 | 160.6667 | 936.0931 | -936.0931 | 9900 | 0 | -805.7583 | 0.99
2016-03-30 06:00 | 179600 | 50 | -50 | 0 | 0 | 0 | 0 | 160.6667 | 0 | 0 | 0 | 160.6667 | 962.0347 | -962.0347 | 9900 | 0 | -936.0931 | 0.99
2016-03-30 07:00 | 179550 | 50 | 150.4 | 200.4 | 0 | 200.4 | 560.32 | 1172.8 | 964 | 0 | 964 | 208.8 | 1172.8 | -208.8 | 9900 | 0 | -962.0347 | 0.99
2016-03-30 08:00 | 179700.4 | 50 | 150.4 | 200.4 | 0 | 200.4 | 560.32 | 2094.9806 | 964 | 0 | 964 | 1130.9806 | 2094.9806 | -1130.9806 | 9900 | 0 | -208.8 | 0.99
2016-03-30 09:00 | 179850.8 | 50 | 149.2 | 200.4 | 0 | 200.4 | 560.32 | 2946.2766 | 964 | 0 | 964 | 1982.2766 | 2946.2766 | -1982.2766 | 9900 | 0 | -1130.9806 | 0.99
2016-03-30 10:00 | 180000 | 50 | 0 | 200.4 | 1.2 | 200.4 | 560.32 | 3672.4481 | 958.2275 | 5.7725 | 958.2275 | 2714.2206 | 3672.4481 | -2714.2206 | 9900 | 0 | -1982.2766 | 0.99
2016-03-30 11:00 | 180000 | 50 | 0 | 200.4 | 150.4 | 200.4 | 560.32 | 4217.5929 | 240.519 | 723.481 | 240.519 | 3977.074 | 4217.5929 | -3977.074 | 9900 | 0 | -2714.2206 | 0.99
2016-03-30 12:00 | 180000 | 50 | 0 | 200.4 | 150.4 | 200.4 | 560.32 | 2671.5223 | 240.519 | 723.481 | 240.519 | 2431.0033 | 2671.5223 | -2431.0033 | 9900 | 0 | -3977.074 | 0.99
2016-03-30 13:00 | 180000 | 50 | 0 | 200.4 | 150.4 | 200.4 | 560.32 | 4652.9964 | 240.519 | 723.481 | 240.519 | 4412.4775 | 4652.9964 | -4412.4775 | 9900 | 0 | -2431.0033 | 0.99
2016-03-30 14:00 | 180000 | 50 | 0 | 200.4 | 150.4 | 200.4 | 560.32 | 4515.8053 | 240.519 | 723.481 | 240.519 | 4275.2863 | 4515.8053 | -4275.2863 | 9900 | 0 | -4412.4775 | 0.99
2016-03-30 15:00 | 180000 | 50 | 0 | 200.4 | 150.4 | 200.4 | 560.32 | 4132.9196 | 240.519 | 723.481 | 240.519 | 3892.4006 | 4132.9196 | -3892.4006 | 9900 | 0 | -4275.2863 | 0.99
2016-03-30 16:00 | 180000 | 50 | 0 | 200.4 | 150.4 | 200.4 | 560.32 | 2200.2511 | 240.519 | 723.481 | 240.519 | 1959.7322 | 2200.2511 | -1959.7322 | 9900 | 0 | -3892.4006 | 0.99
2016-03-30 17:00 | 180000 | 50 | 0 | 200.4 | 150.4 | 200.4 | 560.32 | 2813.1061 | 240.519 | 723.481 | 240.519 | 2572.5872 | 2813.1061 | -2572.5872 | 9900 | 0 | -1959.7322 | 0.99
2016-03-30 18:00 | 180000 | 50 | 0 | 200.4 | 150.4 | 200.4 | 560.32 | 1949.4282 | 240.519 | 723.481 | 240.519 | 1708.9092 | 1949.4282 | -1708.9092 | 9900 | 0 | -2572.5872 | 0.99
2016-03-30 19:00 | 180000 | 50 | -50 | 0 | 150.4 | 0 | 0 | 160.6667 | -723.481 | 723.481 | -723.481 | 884.1477 | 953.0925 | -1676.5736 | 9900 | 0 | -1708.9092 | 0.99
2016-03-30 20:00 | 179950 | 50 | 50 | 200.4 | 0 | 200.4 | 560.32 | 1000 | 964 | 0 | 964 | 36 | 1000 | -36 | 9900 | 0 | -1676.5736 | 0.99
2016-03-30 21:00 | 180000 | 50 | 0 | 200.4 | 100.4 | 200.4 | 560.32 | 996.8997 | 481.0379 | 482.9621 | 481.0379 | 515.8618 | 996.8997 | -515.8618 | 9900 | 0 | -36 | 0.99
2016-03-30 22:00 | 180000 | 50 | 0 | 200.4 | 150.4 | 200.4 | 560.32 | 997.233 | 240.519 | 723.481 | 240.519 | 756.7141 | 997.233 | -756.7141 | 9900 | 0 | -515.8618 | 0.99
2016-03-30 23:00 | 180000 | 50 | 0 | 200.4 | 150.4 | 200.4 | 560.32 | 997.2583 | 240.519 | 723.481 | 240.519 | 756.7393 | 997.2583 | -756.7393 | 9900 | 0 | -756.7141 | 0.99
2016-03-31 | 180000 | 50 | 0 | 200.4 | 150.4 | 200.4 | 560.32 | 996.0628 | 240.519 | 723.481 | 240.519 | 755.5438 | 996.0628 | -755.5438 | 9900 | 0 | -756.7393 | 0.99
2016-03-31 01:00 | 180000 | 50 | -50 | 0 | 150.4 | 0 | 0 | 160.6667 | -723.481 | 723.481 | -723.481 | 884.1477 | 938.5173 | -1661.9984 | 9900 | 0 | -755.5438 | 0.99
2016-03-31 02:00 | 179950 | 50 | 50 | 200.4 | 0 | 200.4 | 560.32 | 984.3781 | 964 | 0 | 964 | 20.3781 | 984.3781 | -20.3781 | 9900 | 0 | -1661.9984 | 0.99
2016-03-31 03:00 | 180000 | 50 | -50 | 0 | 100.4 | 0 | 0 | 160.6667 | -482.9621 | 482.9621 | -482.9621 | 643.6287 | 952.2727 | -1435.2348 | 9900 | 0 | -20.3781 | 0.99
2016-03-31 04:00 | 179950 | 50 | 50 | 200.4 | 0 | 200.4 | 560.32 | 997.1804 | 964 | 0 | 964 | 33.1804 | 997.1804 | -33.1804 | 9900 | 0 | -1435.2348 | 0.99
2016-03-31 05:00 | 180000 | 50 | 0 | 200.4 | 100.4 | 200.4 | 560.32 | 967.8983 | 481.0379 | 482.9621 | 481.0379 | 486.8603 | 967.8983 | -486.8603 | 9900 | 0 | -33.1804 | 0.99
2016-03-31 06:00 | 180000 | 50 | 0 | 200.4 | 150.4 | 200.4 | 560.32 | 996.9437 | 240.519 | 723.481 | 240.519 | 756.4248 | 996.9437 | -756.4248 | 9900 | 0 | -486.8603 | 0.99
2016-03-31 07:00 | 180000 | 50 | 0 | 200.4 | 150.4 | 200.4 | 560.32 | 1222.1905 | 240.519 | 723.481 | 240.519 | 981.6715 | 1222.1905 | -981.6715 | 9900 | 0 | -756.4248 | 0.99
2016-03-31 08:00 | 180000 | 50 | 0 | 200.4 | 150.4 | 200.4 | 560.32 | 2127.4697 | 240.519 | 723.481 | 240.519 | 1886.9508 | 2127.4697 | -1886.9508 | 9900 | 0 | -981.6715 | 0.99
2016-03-31 09:00 | 180000 | 50 | 0 | 200.4 | 150.4 | 200.4 | 560.32 | 2968.218 | 240.519 | 723.481 | 240.519 | 2727.699 | 2968.218 | -2727.699 | 9900 | 0 | -1886.9508 | 0.99
2016-03-31 10:00 | 180000 | 50 | 0 | 200.4 | 150.4 | 200.4 | 560.32 | 3686.5035 | 240.519 | 723.481 | 240.519 | 3445.9845 | 3686.5035 | -3445.9845 | 9900 | 0 | -2727.699 | 0.99
2016-03-31 11:00 | 180000 | 50 | 0 | 200.4 | 150.4 | 200.4 | 560.32 | 4228.438 | 240.519 | 723.481 | 240.519 | 3987.919 | 4228.438 | -3987.919 | 9900 | 0 | -3445.9845 | 0.99
2016-03-31 12:00 | 180000 | 50 | 0 | 200.4 | 150.4 | 200.4 | 560.32 | 4560.6775 | 240.519 | 723.481 | 240.519 | 4320.1585 | 4560.6775 | -4320.1585 | 9900 | 0 | -3987.919 | 0.99
2016-03-31 13:00 | 180000 | 50 | 0 | 200.4 | 150.4 | 200.4 | 560.32 | 4653.0188 | 240.519 | 723.481 | 240.519 | 4412.4998 | 4653.0188 | -4412.4998 | 9900 | 0 | -4320.1585 | 0.99
2016-03-31 14:00 | 180000 | 50 | 0 | 200.4 | 150.4 | 200.4 | 560.32 | 4523.3565 | 240.519 | 723.481 | 240.519 | 4282.8375 | 4523.3565 | -4282.8375 | 9900 | 0 | -4412.4998 | 0.99
2016-03-31 15:00 | 180000 | 50 | 0 | 200.4 | 150.4 | 200.4 | 560.32 | 4136.812 | 240.519 | 723.481 | 240.519 | 3896.293 | 4136.812 | -3896.293 | 9900 | 0 | -4282.8375 | 0.99
2016-03-31 16:00 | 180000 | 50 | 0 | 200.4 | 150.4 | 200.4 | 560.32 | 3561.3942 | 240.519 | 723.481 | 240.519 | 3320.8752 | 3561.3942 | -3320.8752 | 9900 | 0 | -3896.293 | 0.99
2016-03-31 17:00 | 180000 | 50 | 0 | 200.4 | 150.4 | 200.4 | 560.32 | 2817.7159 | 240.519 | 723.481 | 240.519 | 2577.197 | 2817.7159 | -2577.197 | 9900 | 0 | -3320.8752 | 0.99
2016-03-31 18:00 | 180000 | 50 | 0 | 200.4 | 150.4 | 200.4 | 560.32 | 1663.8982 | 240.519 | 723.481 | 240.519 | 1423.3792 | 1663.8982 | -1423.3792 | 9900 | 0 | -2577.197 | 0.99
2016-03-31 19:00 | 180000 | 50 | 0 | 200.4 | 150.4 | 200.4 | 560.32 | 1049.6882 | 240.519 | 723.481 | 240.519 | 809.1692 | 1049.6882 | -809.1692 | 9900 | 0 | -1423.3792 | 0.99
2016-03-31 20:00 | 180000 | 50 | -50 | 0 | 150.4 | 0 | 0 | 160.6667 | -723.481 | 723.481 | -723.481 | 884.1477 | 953.2576 | -1676.7386 | 9900 | 0 | -809.1692 | 0.99
2016-03-31 21:00 | 179950 | 50 | -50 | 0 | 0 | 0 | 0 | 160.6667 | 0 | 0 | 0 | 160.6667 | 929.0368 | -929.0368 | 9900 | 0 | -1676.7386 | 0.99
2016-03-31 22:00 | 179900 | 50 | -50 | 0 | 0 | 0 | 0 | 160.6667 | 0 | 0 | 0 | 160.6667 | 950.1298 | -950.1298 | 9900 | 0 | -929.0368 | 0.99
2016-03-31 23:00 | 179850 | 50 | 150 | 200.4 | 0 | 200.4 | 560.32 | 967.4589 | 964 | 0 | 964 | 3.4589 | 967.4589 | -3.4589 | 9900 | 0 | -950.1298 | 0.99
2016-04-01 | 180000 | 50 | 0 | 200.4 | 0.4 | 200.4 | 560.32 | 965.4538 | 962.0758 | 1.9242 | 962.0758 | 3.378 | 965.4538 | -3.378 | 9900 | 0 | -3.4589 | 0.99
2016-04-01 01:00 | 180000 | 50 | -50 | 0 | 150.4 | 0 | 0 | 160.6667 | -723.481 | 723.481 | -723.481 | 884.1477 | 899.4978 | -1622.9789 | 9900 | 0 | -3.378 | 0.99
2016-04-01 02:00 | 179950 | 50 | -50 | 0 | 0 | 0 | 0 | 160.6667 | 0 | 0 | 0 | 160.6667 | 886.4069 | -886.4069 | 9900 | 0 | -1622.9789 | 0.99
2016-04-01 03:00 | 179900 | 50 | -50 | 0 | 0 | 0 | 0 | 160.6667 | 0 | 0 | 0 | 160.6667 | 929.5238 | -929.5238 | 9900 | 0 | -886.4069 | 0.99
2016-04-01 04:00 | 179850 | 50 | -50 | 0 | 0 | 0 | 0 | 160.6667 | 0 | 0 | 0 | 160.6667 | 916.0389 | -916.0389 | 9900 | 0 | -929.5238 | 0.99
2016-04-01 05:00 | 179800 | 50 | -50 | 0 | 0 | 0 | 0 | 160.6667 | 0 | 0 | 0 | 160.6667 | 774.8254 | -774.8254 | 9900 | 0 | -916.0389 | 0.99
2016-04-01 06:00 | 179750 | 50 | -50 | 0 | 0 | 0 | 0 | 160.6667 | 0 | 0 | 0 | 160.6667 | 681.9567 | -681.9567 | 9900 | 0 | -774.8254 | 0.99
2016-04-01 07:00 | 179700 | 50 | -50 | 0 | 0 | 0 | 0 | 160.6667 | 0 | 0 | 0 | 160.6667 | 864.7203 | -864.7203 | 9900 | 0 | -681.9567 | 0.99
2016-04-01 08:00 | 179650 | 50 | 150.4 | 200.4 | 0 | 200.4 | 560.32 | 1676.9864 | 964 | 0 | 964 | 712.9864 | 1676.9864 | -712.9864 | 9900 | 0 | -864.7203 | 0.99
2016-04-01 09:00 | 179800.4 | 50 | 150.4 | 200.4 | 0 | 200.4 | 560.32 | 2591.6435 | 964 | 0 | 964 | 1627.6435 | 2591.6435 | -1627.6435 | 9900 | 0 | -712.9864 | 0.99
2016-04-01 10:00 | 179950.8 | 50 | 49.2 | 200.4 | 0 | 200.4 | 560.32 | 3311.7245 | 964 | 0 | 964 | 2347.7245 | 3311.7245 | -2347.7245 | 9900 | 0 | -1627.6435 | 0.99
2016-04-01 11:00 | 180000 | 50 | 0 | 200.4 | 101.2 | 200.4 | 560.32 | 3819.1054 | 477.1896 | 486.8104 | 477.1896 | 3341.9157 | 3819.1054 | -3341.9157 | 9900 | 0 | -2347.7245 | 0.99
2016-04-01 12:00 | 180000 | 50 | 0 | 200.4 | 150.4 | 200.4 | 560.32 | 4266.3103 | 240.519 | 723.481 | 240.519 | 4025.7913 | 4266.3103 | -4025.7913 | 9900 | 0 | -3341.9157 | 0.99
2016-04-01 13:00 | 180000 | 50 | 0 | 200.4 | 150.4 | 200.4 | 560.32 | 4509.5214 | 240.519 | 723.481 | 240.519 | 4269.0024 | 4509.5214 | -4269.0024 | 9900 | 0 | -4025.7913 | 0.99
2016-04-01 14:00 | 180000 | 50 | 0 | 200.4 | 150.4 | 200.4 | 560.32 | 4439.5654 | 240.519 | 723.481 | 240.519 | 4199.0464 | 4439.5654 | -4199.0464 | 9900 | 0 | -4269.0024 | 0.99
2016-04-01 15:00 | 180000 | 50 | 0 | 200.4 | 150.4 | 200.4 | 560.32 | 4062.0543 | 240.519 | 723.481 | 240.519 | 3821.5354 | 4062.0543 | -3821.5354 | 9900 | 0 | -4199.0464 | 0.99
2016-04-01 16:00 | 180000 | 50 | 0 | 200.4 | 150.4 | 200.4 | 560.32 | 3489.9547 | 240.519 | 723.481 | 240.519 | 3249.4357 | 3489.9547 | -3249.4357 | 9900 | 0 | -3821.5354 | 0.99
2016-04-01 17:00 | 180000 | 50 | 0 | 200.4 | 150.4 | 200.4 | 560.32 | 2779.3982 | 240.519 | 723.481 | 240.519 | 2538.8793 | 2779.3982 | -2538.8793 | 9900 | 0 | -3249.4357 | 0.99
2016-04-01 18:00 | 180000 | 50 | 0 | 200.4 | 150.4 | 200.4 | 560.32 | 1905.8361 | 240.519 | 723.481 | 240.519 | 1665.3172 | 1905.8361 | -1665.3172 | 9900 | 0 | -2538.8793 | 0.99
2016-04-01 19:00 | 180000 | 50 | -50 | 0 | 150.4 | 0 | 0 | 160.6667 | -723.481 | 723.481 | -723.481 | 884.1477 | 915.3529 | -1638.834 | 9900 | 0 | -1665.3172 | 0.99
2016-04-01 20:00 | 179950 | 50 | -50 | 0 | 0 | 0 | 0 | 160.6667 | 0 | 0 | 0 | 160.6667 | 767.0195 | -767.0195 | 9900 | 0 | -1638.834 | 0.99
2016-04-01 21:00 | 179900 | 50 | -50 | 0 | 0 | 0 | 0 | 160.6667 | 0 | 0 | 0 | 160.6667 | 831.6407 | -831.6407 | 9900 | 0 | -767.0195 | 0.99
2016-04-01 22:00 | 179850 | 50 | -50 | 0 | 0 | 0 | 0 | 160.6667 | 0 | 0 | 0 | 160.6667 | 782.43 | -782.43 | 9900 | 0 | -831.6407 | 0.99
2016-04-01 23:00 | 179800 | 50 | -50 | 0 | 0 | 0 | 0 | 160.6667 | 0 | 0 | 0 | 160.6667 | 777.4646 | -777.4646 | 9900 | 0 | -782.43 | 0.99
2016-04-02 | 179750 | 50 | -50 | 0 | 0 | 0 | 0 | 160.6667 | 0 | 0 | 0 | 160.6667 | 706.6523 | -706.6523 | 9900 | 0 | -777.4646 | 0.99
2016-04-02 01:00 | 179700 | 50 | -50 | 0 | 0 | 0 | 0 | 160.6667 | 0 | 0 | 0 | 160.6667 | 831.9394 | -831.9394 | 9900 | 0 | -706.6523 | 0.99
2016-04-02 02:00 | 179650 | 50 | -50 | 0 | 0 | 0 | 0 | 160.6667 | 0 | 0 | 0 | 160.6667 | 758.207 | -758.207 | 9900 | 0 | -831.9394 | 0.99
2016-04-02 03:00 | 179600 | 50 | -50 | 0 | 0 | 0 | 0 | 160.6667 | 0 | 0 | 0 | 160.6667 | 901.1688 | -901.1688 | 9900 | 0 | -758.207 | 0.99
2016-04-02 04:00 | 179550 | 50 | -50 | 0 | 0 | 0 | 0 | 160.6667 | 0 | 0 | 0 | 160.6667 | 839.7706 | -839.7706 | 9900 | 0 | -901.1688 | 0.99
2016-04-02 05:00 | 179500 | 50 | -50 | 0 | 0 | 0 | 0 | 160.6667 | 0 | 0 | 0 | 160.6667 | 870.3809 | -870.3809 | 9900 | 0 | -839.7706 | 0.99
2016-04-02 06:00 | 179450 | 50 | -50 | 0 | 0 | 0 | 0 | 160.6667 | 0 | 0 | 0 | 160.6667 | 869.303 | -869.303 | 9900 | 0 | -870.3809 | 0.99
2016-04-02 07:00 | 179400 | 50 | 150.4 | 200.4 | 0 | 200.4 | 560.32 | 1011.1982 | 964 | 0 | 964 | 47.1982 | 1011.1982 | -47.1982 | 9900 | 0 | -869.303 | 0.99
2016-04-02 08:00 | 179550.4 | 50 | 150.4 | 200.4 | 0 | 200.4 | 560.32 | 2069.6455 | 964 | 0 | 964 | 1105.6455 | 2069.6455 | -1105.6455 | 9900 | 0 | -47.1982 | 0.99
2016-04-02 09:00 | 179700.8 | 50 | 150.4 | 200.4 | 0 | 200.4 | 560.32 | 2910.7222 | 964 | 0 | 964 | 1946.7222 | 2910.7222 | -1946.7222 | 9900 | 0 | -1105.6455 | 0.99
2016-04-02 10:00 | 179851.2 | 50 | 148.8 | 200.4 | 0 | 200.4 | 560.32 | 3595.0367 | 964 | 0 | 964 | 2631.0367 | 3595.0367 | -2631.0367 | 9900 | 0 | -1946.7222 | 0.99
2016-04-02 11:00 | 180000 | 50 | 0 | 200.4 | 1.6 | 200.4 | 560.32 | 4220.1673 | 956.3034 | 7.6966 | 956.3034 | 3263.8639 | 4220.1673 | -3263.8639 | 9900 | 0 | -2631.0367 | 0.99
2016-04-02 12:00 | 180000 | 50 | 0 | 200.4 | 150.4 | 200.4 | 560.32 | 4485.4542 | 240.519 | 723.481 | 240.519 | 4244.9352 | 4485.4542 | -4244.9352 | 9900 | 0 | -3263.8639 | 0.99
2016-04-02 13:00 | 180000 | 50 | 0 | 200.4 | 150.4 | 200.4 | 560.32 | 3469.8083 | 240.519 | 723.481 | 240.519 | 3229.2894 | 3469.8083 | -3229.2894 | 9900 | 0 | -4244.9352 | 0.99
2016-04-02 14:00 | 180000 | 50 | 0 | 200.4 | 150.4 | 200.4 | 560.32 | 4505.7552 | 240.519 | 723.481 | 240.519 | 4265.2362 | 4505.7552 | -4265.2362 | 9900 | 0 | -3229.2894 | 0.99
2016-04-02 15:00 | 180000 | 50 | 0 | 200.4 | 150.4 | 200.4 | 560.32 | 4118.9617 | 240.519 | 723.481 | 240.519 | 3878.4427 | 4118.9617 | -3878.4427 | 9900 | 0 | -4265.2362 | 0.99
2016-04-02 16:00 | 180000 | 50 | 0 | 200.4 | 150.4 | 200.4 | 560.32 | 3077.1826 | 240.519 | 723.481 | 240.519 | 2836.6636 | 3077.1826 | -2836.6636 | 9900 | 0 | -3878.4427 | 0.99
2016-04-02 17:00 | 180000 | 50 | 0 | 200.4 | 150.4 | 200.4 | 560.32 | 2857.2596 | 240.519 | 723.481 | 240.519 | 2616.7406 | 2857.2596 | -2616.7406 | 9900 | 0 | -2836.6636 | 0.99
2016-04-02 18:00 | 180000 | 50 | 0 | 200.4 | 150.4 | 200.4 | 560.32 | 2002.4002 | 240.519 | 723.481 | 240.519 | 1761.8812 | 2002.4002 | -1761.8812 | 9900 | 0 | -2616.7406 | 0.99
2016-04-02 19:00 | 180000 | 50 | 0 | 200.4 | 150.4 | 200.4 | 560.32 | 1091.3837 | 240.519 | 723.481 | 240.519 | 850.8648 | 1091.3837 | -850.8648 | 9900 | 0 | -1761.8812 | 0.99
2016-04-02 20:00 | 180000 | 50 | 0 | 200.4 | 150.4 | 200.4 | 560.32 | 996.0462 | 240.519 | 723.481 | 240.519 | 755.5272 | 996.0462 | -755.5272 | 9900 | 0 | -850.8648 | 0.99
2016-04-02 21:00 | 180000 | 50 | 0 | 200.4 | 150.4 | 200.4 | 560.32 | 991.2165 | 240.519 | 723.481 | 240.519 | 750.6975 | 991.2165 | -750.6975 | 9900 | 0 | -755.5272 | 0.99
2016-04-02 22:00 | 180000 | 50 | 0 | 200.4 | 150.4 | 200.4 | 560.32 | 967.1053 | 240.519 | 723.481 | 240.519 | 726.5864 | 967.1053 | -726.5864 | 9900 | 0 | -750.6975 | 0.99
2016-04-02 23:00 | 180000 | 50 | 0 | 200.4 | 150.4 | 200.4 | 560.32 | 986.0548 | 240.519 | 723.481 | 240.519 | 745.5359 | 986.0548 | -745.5359 | 9900 | 0 | -726.5864 | 0.99
2016-04-03 | 180000 | 50 | 0 | 200.4 | 150.4 | 200.4 | 560.32 | 985.9185 | 240.519 | 723.481 | 240.519 | 745.3995 | 985.9185 | -745.3995 | 9900 | 0 | -745.5359 | 0.99
2016-04-03 01:00 | 180000 | 50 | 0 | 200.4 | 150.4 | 200.4 | 560.32 | 987.8023 | 240.519 | 723.481 | 240.519 | 747.2833 | 987.8023 | -747.2833 | 9900 | 0 | -745.3995 | 0.99
2016-04-03 02:00 | 180000 | 50 | 0 | 200.4 | 150.4 | 200.4 | 560.32 | 978.1811 | 240.519 | 723.481 | 240.519 | 737.6621 | 978.1811 | -737.6621 | 9900 | 0 | -747.2833 | 0.99
2016-04-03 03:00 | 180000 | 50 | -50 | 0 | 150.4 | 0 | 0 | 160.6667 | -723.481 | 723.481 | -723.481 | 884.1477 | 928.8636 | -1652.3447 | 9900 | 0 | -737.6621 | 0.99
2016-04-03 04:00 | 179950 | 50 | 50 | 200.4 | 0 | 200.4 | 560.32 | 987.2619 | 964 | 0 | 964 | 23.2619 | 987.2619 | -23.2619 | 9900 | 0 | -1652.3447 | 0.99
2016-04-03 05:00 | 180000 | 50 | -50 | 0 | 100.4 | 0 | 0 | 160.6667 | -482.9621 | 482.9621 | -482.9621 | 643.6287 | 946.6234 | -1429.5854 | 9900 | 0 | -23.2619 | 0.99
2016-04-03 06:00 | 179950 | 50 | -50 | 0 | 0 | 0 | 0 | 160.6667 | 0 | 0 | 0 | 160.6667 | 935.5628 | -935.5628 | 9900 | 0 | -1429.5854 | 0.99
2016-04-03 07:00 | 179900 | 50 | 100 | 200.4 | 0 | 200.4 | 560.32 | 1159.7238 | 964 | 0 | 964 | 195.7238 | 1159.7238 | -195.7238 | 9900 | 0 | -935.5628 | 0.99
2016-04-03 08:00 | 180000 | 50 | 0 | 200.4 | 50.4 | 200.4 | 560.32 | 1401.9849 | 721.5569 | 242.4431 | 721.5569 | 680.428 | 1401.9849 | -680.428 | 9900 | 0 | -195.7238 | 0.99
2016-04-03 09:00 | 180000 | 50 | 0 | 200.4 | 150.4 | 200.4 | 560.32 | 3012.2483 | 240.519 | 723.481 | 240.519 | 2771.7293 | 3012.2483 | -2771.7293 | 9900 | 0 | -680.428 | 0.99
2016-04-03 10:00 | 180000 | 50 | 0 | 200.4 | 150.4 | 200.4 | 560.32 | 3729.5617 | 240.519 | 723.481 | 240.519 | 3489.0427 | 3729.5617 | -3489.0427 | 9900 | 0 | -2771.7293 | 0.99
2016-04-03 11:00 | 180000 | 50 | 0 | 200.4 | 150.4 | 200.4 | 560.32 | 4269.3893 | 240.519 | 723.481 | 240.519 | 4028.8703 | 4269.3893 | -4028.8703 | 9900 | 0 | -3489.0427 | 0.99
2016-04-03 12:00 | 180000 | 50 | 0 | 200.4 | 150.4 | 200.4 | 560.32 | 4599.2163 | 240.519 | 723.481 | 240.519 | 4358.6973 | 4599.2163 | -4358.6973 | 9900 | 0 | -4028.8703 | 0.99
2016-04-03 13:00 | 180000 | 50 | 0 | 200.4 | 150.4 | 200.4 | 560.32 | 4696.5655 | 240.519 | 723.481 | 240.519 | 4456.0465 | 4696.5655 | -4456.0465 | 9900 | 0 | -4358.6973 | 0.99
2016-04-03 14:00 | 180000 | 50 | 0 | 200.4 | 150.4 | 200.4 | 560.32 | 4554.8026 | 240.519 | 723.481 | 240.519 | 4314.2837 | 4554.8026 | -4314.2837 | 9900 | 0 | -4456.0465 | 0.99
2016-04-03 15:00 | 180000 | 50 | 0 | 200.4 | 150.4 | 200.4 | 560.32 | 4183.5887 | 240.519 | 723.481 | 240.519 | 3943.0697 | 4183.5887 | -3943.0697 | 9900 | 0 | -4314.2837 | 0.99
2016-04-03 16:00 | 180000 | 50 | 0 | 200.4 | 150.4 | 200.4 | 560.32 | 3608.2213 | 240.519 | 723.481 | 240.519 | 3367.7023 | 3608.2213 | -3367.7023 | 9900 | 0 | -3943.0697 | 0.99
2016-04-03 17:00 | 180000 | 50 | 0 | 200.4 | 150.4 | 200.4 | 560.32 | 2867.9107 | 240.519 | 723.481 | 240.519 | 2627.3918 | 2867.9107 | -2627.3918 | 9900 | 0 | -3367.7023 | 0.99
2016-04-03 18:00 | 180000 | 50 | 0 | 200.4 | 150.4 | 200.4 | 560.32 | 2013.1079 | 240.519 | 723.481 | 240.519 | 1772.589 | 2013.1079 | -1772.589 | 9900 | 0 | -2627.3918 | 0.99
2016-04-03 19:00 | 180000 | 50 | 0 | 200.4 | 150.4 | 200.4 | 560.32 | 1102.0664 | 240.519 | 723.481 | 240.519 | 861.5474 | 1102.0664 | -861.5474 | 9900 | 0 | -1772.589 | 0.99
2016-04-03 20:00 | 180000 | 50 | 0 | 200.4 | 150.4 | 200.4 | 560.32 | 1000 | 240.519 | 723.481 | 240.519 | 759.481 | 1000 | -759.481 | 9900 | 0 | -861.5474 | 0.99
2016-04-03 21:00 | 180000 | 50 | 0 | 200.4 | 150.4 | 200.4 | 560.32 | 1000 | 240.519 | 723.481 | 240.519 | 759.481 | 1000 | -759.481 | 9900 | 0 | -759.481 | 0.99
2016-04-03 22:00 | 180000 | 50 | 0 | 200.4 | 150.4 | 200.4 | 560.32 | 1000 | 240.519 | 723.481 | 240.519 | 759.481 | 1000 | -759.481 | 9900 | 0 | -759.481 | 0.99
2016-04-03 23:00 | 180000 | 50 | 0 | 200.4 | 150.4 | 200.4 | 560.32 | 1000 | 240.519 | 723.481 | 240.519 | 759.481 | 1000 | -759.481 | 9900 | 0 | -759.481 | 0.99
2016-04-04 | 180000 | 50 | 0 | 200.4 | 150.4 | 200.4 | 560.32 | 1000 | 240.519 | 723.481 | 240.519 | 759.481 | 1000 | -759.481 | 9900 | 0 | -759.481 | 0.99
2016-04-04 01:00 | 180000 | 50 | 0 | 200.4 | 150.4 | 200.4 | 560.32 | 981.7013 | 240.519 | 723.481 | 240.519 | 741.1823 | 981.7013 | -741.1823 | 9900 | 0 | -759.481 | 0.99
2016-04-04 02:00 | 180000 | 50 | 0 | 200.4 | 150.4 | 200.4 | 560.32 | 983.873 | 240.519 | 723.481 | 240.519 | 743.3541 | 983.873 | -743.3541 | 9900 | 0 | -741.1823 | 0.99
2016-04-04 03:00 | 180000 | 50 | 0 | 200.4 | 150.4 | 200.4 | 560.32 | 992.3326 | 240.519 | 723.481 | 240.519 | 751.8136 | 992.3326 | -751.8136 | 9900 | 0 | -743.3541 | 0.99
2016-04-04 04:00 | 180000 | 50 | -50 | 0 | 150.4 | 0 | 0 | 160.6667 | -723.481 | 723.481 | -723.481 | 884.1477 | 962.5108 | -1685.9919 | 9900 | 0 | -751.8136 | 0.99
2016-04-04 05:00 | 179950 | 50 | -50 | 0 | 0 | 0 | 0 | 160.6667 | 0 | 0 | 0 | 160.6667 | 952.9221 | -952.9221 | 9900 | 0 | -1685.9919 | 0.99
2016-04-04 06:00 | 179900 | 50 | 100 | 200.4 | 0 | 200.4 | 560.32 | 973.6912 | 964 | 0 | 964 | 9.6912 | 973.6912 | -9.6912 | 9900 | 0 | -952.9221 | 0.99
2016-04-04 07:00 | 180000 | 50 | 0 | 200.4 | 50.4 | 200.4 | 560.32 | 1287.8347 | 721.5569 | 242.4431 | 721.5569 | 566.2778 | 1287.8347 | -566.2778 | 9900 | 0 | -9.6912 | 0.99
2016-04-04 08:00 | 180000 | 50 | 0 | 200.4 | 150.4 | 200.4 | 560.32 | 2194.215 | 240.519 | 723.481 | 240.519 | 1953.696 | 2194.215 | -1953.696 | 9900 | 0 | -566.2778 | 0.99
2016-04-04 09:00 | 180000 | 50 | 0 | 200.4 | 150.4 | 200.4 | 560.32 | 2955.343 | 240.519 | 723.481 | 240.519 | 2714.824 | 2955.343 | -2714.824 | 9900 | 0 | -1953.696 | 0.99
2016-04-04 10:00 | 180000 | 50 | 0 | 200.4 | 150.4 | 200.4 | 560.32 | 3739.9506 | 240.519 | 723.481 | 240.519 | 3499.4316 | 3739.9506 | -3499.4316 | 9900 | 0 | -2714.824 | 0.99
2016-04-04 11:00 | 180000 | 50 | 0 | 200.4 | 150.4 | 200.4 | 560.32 | 4278.4258 | 240.519 | 723.481 | 240.519 | 4037.9068 | 4278.4258 | -4037.9068 | 9900 | 0 | -3499.4316 | 0.99
2016-04-04 12:00 | 180000 | 50 | 0 | 200.4 | 150.4 | 200.4 | 560.32 | 4607.2136 | 240.519 | 723.481 | 240.519 | 4366.6946 | 4607.2136 | -4366.6946 | 9900 | 0 | -4037.9068 | 0.99
2016-04-04 13:00 | 180000 | 50 | 0 | 200.4 | 150.4 | 200.4 | 560.32 | 4705.5653 | 240.519 | 723.481 | 240.519 | 4465.0464 | 4705.5653 | -4465.0464 | 9900 | 0 | -4366.6946 | 0.99
2016-04-04 14:00 | 180000 | 50 | 0 | 200.4 | 150.4 | 200.4 | 560.32 | 4560.8126 | 240.519 | 723.481 | 240.519 | 4320.2937 | 4560.8126 | -4320.2937 | 9900 | 0 | -4465.0464 | 0.99
2016-04-04 15:00 | 180000 | 50 | 0 | 200.4 | 150.4 | 200.4 | 560.32 | 2721.8359 | 240.519 | 723.481 | 240.519 | 2481.317 | 2721.8359 | -2481.317 | 9900 | 0 | -4320.2937 | 0.99
2016-04-04 16:00 | 180000 | 50 | 0 | 200.4 | 150.4 | 200.4 | 560.32 | 3583.7052 | 240.519 | 723.481 | 240.519 | 3343.1863 | 3583.7052 | -3343.1863 | 9900 | 0 | -2481.317 | 0.99
2016-04-04 17:00 | 180000 | 50 | 0 | 200.4 | 150.4 | 200.4 | 560.32 | 2860.9675 | 240.519 | 723.481 | 240.519 | 2620.4486 | 2860.9675 | -2620.4486 | 9900 | 0 | -3343.1863 | 0.99
2016-04-04 18:00 | 180000 | 50 | 0 | 200.4 | 150.4 | 200.4 | 560.32 | 1963.2851 | 240.519 | 723.481 | 240.519 | 1722.7661 | 1963.2851 | -1722.7661 | 9900 | 0 | -2620.4486 | 0.99
2016-04-04 19:00 | 180000 | 50 | 0 | 200.4 | 150.4 | 200.4 | 560.32 | 1010.7098 | 240.519 | 723.481 | 240.519 | 770.1908 | 1010.7098 | -770.1908 | 9900 | 0 | -1722.7661 | 0.99
2016-04-04 20:00 | 180000 | 50 | -50 | 0 | 150.4 | 0 | 0 | 160.6667 | -723.481 | 723.481 | -723.481 | 884.1477 | 900.8009 | -1624.2819 | 9900 | 0 | -770.1908 | 0.99
2016-04-04 21:00 | 179950 | 50 | -50 | 0 | 0 | 0 | 0 | 160.6667 | 0 | 0 | 0 | 160.6667 | 931.2662 | -931.2662 | 9900 | 0 | -1624.2819 | 0.99
2016-04-04 22:00 | 179900 | 50 | -50 | 0 | 0 | 0 | 0 | 160.6667 | 0 | 0 | 0 | 160.6667 | 788.8493 | -788.8493 | 9900 | 0 | -931.2662 | 0.99
2016-04-04 23:00 | 179850 | 50 | -50 | 0 | 0 | 0 | 0 | 160.6667 | 0 | 0 | 0 | 160.6667 | 920.1082 | -920.1082 | 9900 | 0 | -788.8493 | 0.99
2016-04-05 | 179800 | 50 | -50 | 0 | 0 | 0 | 0 | 160.6667 | 0 | 0 | 0 | 160.6667 | 944.9243 | -944.9243 | 9900 | 0 | -920.1082 | 0.99
2016-04-05 01:00 | 179750 | 50 | -50 | 0 | 0 | 0 | 0 | 160.6667 | 0 | 0 | 0 | 160.6667 | 827.8744 | -827.8744 | 9900 | 0 | -944.9243 | 0.99
2016-04-05 02:00 | 179700 | 50 | -50 | 0 | 0 | 0 | 0 | 160.6667 | 0 | 0 | 0 | 160.6667 | 512.5051 | -512.5051 | 9900 | 0 | -827.8744 | 0.99
2016-04-05 03:00 | 179650 | 50 | -16.6 | 33.4 | 0 | 33.4 | 93.3867 | 160.6667 | 160.6667 | 0 | 160.6667 | 0 | 301.8755 | -141.2088 | 9900 | 0 | -512.5051 | 0.99
2016-04-05 04:00 | 179633.4 | 50 | -16.6 | 33.4 | 0 | 33.4 | 93.3867 | 160.6667 | 160.6667 | 0 | 160.6667 | 0 | 161.6623 | -0.99567 | 9900 | 0 | -141.2088 | 0.99
2016-04-05 05:00 | 179616.8 | 50 | -16.6 | 33.4 | 0 | 33.4 | 93.3867 | 160.6667 | 160.6667 | 0 | 160.6667 | 0 | 177.6117 | -16.945 | 9900 | 0 | -0.99567 | 0.99
2016-04-05 06:00 | 179600.2 | 50 | -16.6 | 33.4 | 0 | 33.4 | 93.3867 | 160.6667 | 160.6667 | 0 | 160.6667 | 0 | 281.1482 | -120.4816 | 9900 | 0 | -16.945 | 0.99
2016-04-05 07:00 | 179583.6 | 50 | -50 | 0 | 0 | 0 | 0 | 160.6667 | 0 | 0 | 0 | 160.6667 | 748.7061 | -748.7061 | 9900 | 0 | -120.4816 | 0.99
2016-04-05 08:00 | 179533.6 | 50 | 150.4 | 200.4 | 0 | 200.4 | 560.32 | 1825.4022 | 964 | 0 | 964 | 861.4022 | 1825.4022 | -861.4022 | 9900 | 0 | -748.7061 | 0.99
2016-04-05 09:00 | 179684 | 50 | 150.4 | 200.4 | 0 | 200.4 | 560.32 | 2990.2688 | 964 | 0 | 964 | 2026.2688 | 2990.2688 | -2026.2688 | 9900 | 0 | -861.4022 | 0.99
2016-04-05 10:00 | 179834.4 | 50 | 150.4 | 200.4 | 0 | 200.4 | 560.32 | 3730.5061 | 964 | 0 | 964 | 2766.5061 | 3730.5061 | -2766.5061 | 9900 | 0 | -2026.2688 | 0.99
2016-04-05 11:00 | 179984.8 | 50 | 15.2 | 200.4 | 0 | 200.4 | 560.32 | 4234.9981 | 964 | 0 | 964 | 3270.9981 | 4234.9981 | -3270.9981 | 9900 | 0 | -2766.5061 | 0.99
2016-04-05 12:00 | 180000 | 50 | 0 | 200.4 | 135.2 | 200.4 | 560.32 | 3824.6876 | 313.6367 | 650.3633 | 313.6367 | 3511.0508 | 3824.6876 | -3511.0508 | 9900 | 0 | -3270.9981 | 0.99
2016-04-05 13:00 | 180000 | 50 | 0 | 200.4 | 150.4 | 200.4 | 560.32 | 4699.5728 | 240.519 | 723.481 | 240.519 | 4459.0538 | 4699.5728 | -4459.0538 | 9900 | 0 | -3511.0508 | 0.99
2016-04-05 14:00 | 180000 | 50 | 0 | 200.4 | 150.4 | 200.4 | 560.32 | 4541.9306 | 240.519 | 723.481 | 240.519 | 4301.4116 | 4541.9306 | -4301.4116 | 9900 | 0 | -4459.0538 | 0.99
2016-04-05 15:00 | 180000 | 50 | 0 | 200.4 | 150.4 | 200.4 | 560.32 | 4180.0721 | 240.519 | 723.481 | 240.519 | 3939.5531 | 4180.0721 | -3939.5531 | 9900 | 0 | -4301.4116 | 0.99
2016-04-05 16:00 | 180000 | 50 | 0 | 200.4 | 150.4 | 200.4 | 560.32 | 3611.8298 | 240.519 | 723.481 | 240.519 | 3371.3108 | 3611.8298 | -3371.3108 | 9900 | 0 | -3939.5531 | 0.99
2016-04-05 17:00 | 180000 | 50 | 0 | 200.4 | 150.4 | 200.4 | 560.32 | 1812.5177 | 240.519 | 723.481 | 240.519 | 1571.9988 | 1812.5177 | -1571.9988 | 9900 | 0 | -3371.3108 | 0.99
2016-04-05 18:00 | 180000 | 50 | 0 | 200.4 | 150.4 | 200.4 | 560.32 | 2026.0315 | 240.519 | 723.481 | 240.519 | 1785.5125 | 2026.0315 | -1785.5125 | 9900 | 0 | -1571.9988 | 0.99
2016-04-05 19:00 | 180000 | 50 | 0 | 200.4 | 150.4 | 200.4 | 560.32 | 1115.3007 | 240.519 | 723.481 | 240.519 | 874.7818 | 1115.3007 | -874.7818 | 9900 | 0 | -1785.5125 | 0.99
2016-04-05 20:00 | 180000 | 50 | 0 | 200.4 | 150.4 | 200.4 | 560.32 | 981.5649 | 240.519 | 723.481 | 240.519 | 741.046 | 981.5649 | -741.046 | 9900 | 0 | -874.7818 | 0.99
2016-04-05 21:00 | 180000 | 50 | -50 | 0 | 150.4 | 0 | 0 | 160.6667 | -723.481 | 723.481 | -723.481 | 884.1477 | 959.3074 | -1682.7884 | 9900 | 0 | -741.046 | 0.99
2016-04-05 22:00 | 179950 | 50 | -50 | 0 | 0 | 0 | 0 | 160.6667 | 0 | 0 | 0 | 160.6667 | 942.2078 | -942.2078 | 9900 | 0 | -1682.7884 | 0.99
2016-04-05 23:00 | 179900 | 50 | 100 | 200.4 | 0 | 200.4 | 560.32 | 965.8983 | 964 | 0 | 964 | 1.8983 | 965.8983 | -1.8983 | 9900 | 0 | -942.2078 | 0.99
2016-04-06 | 180000 | 50 | 0 | 200.4 | 50.4 | 200.4 | 560.32 | 976.6558 | 721.5569 | 242.4431 | 721.5569 | 255.099 | 976.6558 | -255.099 | 9900 | 0 | -1.8983 | 0.99
2016-04-06 01:00 | 180000 | 50 | -50 | 0 | 150.4 | 0 | 0 | 160.6667 | -723.481 | 723.481 | -723.481 | 884.1477 | 904.8376 | -1628.3187 | 9900 | 0 | -255.099 | 0.99
2016-04-06 02:00 | 179950 | 50 | -50 | 0 | 0 | 0 | 0 | 160.6667 | 0 | 0 | 0 | 160.6667 | 804.0809 | -804.0809 | 9900 | 0 | -1628.3187 | 0.99
2016-04-06 03:00 | 179900 | 50 | -50 | 0 | 0 | 0 | 0 | 160.6667 | 0 | 0 | 0 | 160.6667 | 673.2451 | -673.2451 | 9900 | 0 | -804.0809 | 0.99
2016-04-06 04:00 | 179850 | 50 | -50 | 0 | 0 | 0 | 0 | 160.6667 | 0 | 0 | 0 | 160.6667 | 819.6926 | -819.6926 | 9900 | 0 | -673.2451 | 0.99
2016-04-06 05:00 | 179800 | 50 | -50 | 0 | 0 | 0 | 0 | 160.6667 | 0 | 0 | 0 | 160.6667 | 857.0303 | -857.0303 | 9900 | 0 | -819.6926 | 0.99
2016-04-06 06:00 | 179750 | 50 | -50 | 0 | 0 | 0 | 0 | 160.6667 | 0 | 0 | 0 | 160.6667 | 912.868 | -912.868 | 9900 | 0 | -857.0303 | 0.99
2016-04-06 07:00 | 179700 | 50 | 150.4 | 200.4 | 0 | 200.4 | 560.32 | 1297.1682 | 964 | 0 | 964 | 333.1682 | 1297.1682 | -333.1682 | 9900 | 0 | -912.868 | 0.99
2016-04-06 08:00 | 179850.4 | 50 | 149.6 | 200.4 | 0 | 200.4 | 560.32 | 2196.5272 | 964 | 0 | 964 | 1232.5272 | 2196.5272 | -1232.5272 | 9900 | 0 | -333.1682 | 0.99
2016-04-06 09:00 | 180000 | 50 | 0 | 200.4 | 0.8 | 200.4 | 560.32 | 3029.999 | 960.1517 | 3.8483 | 960.1517 | 2069.8473 | 3029.999 | -2069.8473 | 9900 | 0 | -1232.5272 | 0.99
2016-04-06 10:00 | 180000 | 50 | 0 | 200.4 | 150.4 | 200.4 | 560.32 | 3768.1293 | 240.519 | 723.481 | 240.519 | 3527.6103 | 3768.1293 | -3527.6103 | 9900 | 0 | -2069.8473 | 0.99
2016-04-06 11:00 | 180000 | 50 | 0 | 200.4 | 150.4 | 200.4 | 560.32 | 4305.657 | 240.519 | 723.481 | 240.519 | 4065.138 | 4305.657 | -4065.138 | 9900 | 0 | -3527.6103 | 0.99
2016-04-06 12:00 | 180000 | 50 | 0 | 200.4 | 150.4 | 200.4 | 560.32 | 4630.2091 | 240.519 | 723.481 | 240.519 | 4389.6901 | 4630.2091 | -4389.6901 | 9900 | 0 | -4065.138 | 0.99
2016-04-06 13:00 | 180000 | 50 | 0 | 200.4 | 150.4 | 200.4 | 560.32 | 4722.17 | 240.519 | 723.481 | 240.519 | 4481.6511 | 4722.17 | -4481.6511 | 9900 | 0 | -4389.6901 | 0.99
2016-04-06 14:00 | 180000 | 50 | 0 | 200.4 | 150.4 | 200.4 | 560.32 | 4579.5576 | 240.519 | 723.481 | 240.519 | 4339.0387 | 4579.5576 | -4339.0387 | 9900 | 0 | -4481.6511 | 0.99
2016-04-06 15:00 | 180000 | 50 | 0 | 200.4 | 150.4 | 200.4 | 560.32 | 4192.6019 | 240.519 | 723.481 | 240.519 | 3952.0829 | 4192.6019 | -3952.0829 | 9900 | 0 | -4339.0387 | 0.99
2016-04-06 16:00 | 180000 | 50 | 0 | 200.4 | 150.4 | 200.4 | 560.32 | 3629.492 | 240.519 | 723.481 | 240.519 | 3388.973 | 3629.492 | -3388.973 | 9900 | 0 | -3952.0829 | 0.99
2016-04-06 17:00 | 180000 | 50 | 0 | 200.4 | 150.4 | 200.4 | 560.32 | 2888.671 | 240.519 | 723.481 | 240.519 | 2648.152 | 2888.671 | -2648.152 | 9900 | 0 | -3388.973 | 0.99
2016-04-06 18:00 | 180000 | 50 | 0 | 200.4 | 150.4 | 200.4 | 560.32 | 2033.7377 | 240.519 | 723.481 | 240.519 | 1793.2188 | 2033.7377 | -1793.2188 | 9900 | 0 | -2648.152 | 0.99
2016-04-06 19:00 | 180000 | 50 | 0 | 200.4 | 150.4 | 200.4 | 560.32 | 1125.0235 | 240.519 | 723.481 | 240.519 | 884.5045 | 1125.0235 | -884.5045 | 9900 | 0 | -1793.2188 | 0.99
2016-04-06 20:00 | 180000 | 50 | 0 | 200.4 | 150.4 | 200.4 | 560.32 | 998.1032 | 240.519 | 723.481 | 240.519 | 757.5842 | 998.1032 | -757.5842 | 9900 | 0 | -884.5045 | 0.99
2016-04-06 21:00 | 180000 | 50 | 0 | 200.4 | 150.4 | 200.4 | 560.32 | 987.772 | 240.519 | 723.481 | 240.519 | 747.253 | 987.772 | -747.253 | 9900 | 0 | -757.5842 | 0.99
2016-04-06 22:00 | 180000 | 50 | 0 | 200.4 | 150.4 | 200.4 | 560.32 | 990.474 | 240.519 | 723.481 | 240.519 | 749.9551 | 990.474 | -749.9551 | 9900 | 0 | -747.253 | 0.99
2016-04-06 23:00 | 180000 | 50 | 0 | 200.4 | 150.4 | 200.4 | 560.32 | 988.4942 | 240.519 | 723.481 | 240.519 | 747.9753 | 988.4942 | -747.9753 | 9900 | 0 | -749.9551 | 0.99
2016-04-07 | 180000 | 50 | 0 | 200.4 | 150.4 | 200.4 | 560.32 | 996.9582 | 240.519 | 723.481 | 240.519 | 756.4392 | 996.9582 | -756.4392 | 9900 | 0 | -747.9753 | 0.99
2016-04-07 01:00 | 180000 | 50 | -50 | 0 | 150.4 | 0 | 0 | 160.6667 | -723.481 | 723.481 | -723.481 | 884.1477 | 928.9827 | -1652.4637 | 9900 | 0 | -756.4392 | 0.99
2016-04-07 02:00 | 179950 | 50 | -50 | 0 | 0 | 0 | 0 | 160.6667 | 0 | 0 | 0 | 160.6667 | 818.7308 | -818.7308 | 9900 | 0 | -1652.4637 | 0.99
2016-04-07 03:00 | 179900 | 50 | -50 | 0 | 0 | 0 | 0 | 160.6667 | 0 | 0 | 0 | 160.6667 | 798.9142 | -798.9142 | 9900 | 0 | -818.7308 | 0.99
2016-04-07 04:00 | 179850 | 50 | -50 | 0 | 0 | 0 | 0 | 160.6667 | 0 | 0 | 0 | 160.6667 | 633.1028 | -633.1028 | 9900 | 0 | -798.9142 | 0.99
2016-04-07 05:00 | 179800 | 50 | -50 | 0 | 0 | 0 | 0 | 160.6667 | 0 | 0 | 0 | 160.6667 | 775.4516 | -775.4516 | 9900 | 0 | -633.1028 | 0.99
2016-04-07 06:00 | 179750 | 50 | -50 | 0 | 0 | 0 | 0 | 160.6667 | 0 | 0 | 0 | 160.6667 | 849.2771 | -849.2771 | 9900 | 0 | -775.4516 | 0.99
2016-04-07 07:00 | 179700 | 50 | 150.4 | 200.4 | 0 | 200.4 | 560.32 | 999.0169 | 964 | 0 | 964 | 35.0169 | 999.0169 | -35.0169 | 9900 | 0 | -849.2771 | 0.99
2016-04-07 08:00 | 179850.4 | 50 | 149.6 | 200.4 | 0 | 200.4 | 560.32 | 1985.4964 | 964 | 0 | 964 | 1021.4964 | 1985.4964 | -1021.4964 | 9900 | 0 | -35.0169 | 0.99
2016-04-07 09:00 | 180000 | 50 | 0 | 200.4 | 0.8 | 200.4 | 560.32 | 2887.7879 | 960.1517 | 3.8483 | 960.1517 | 1927.6362 | 2887.7879 | -1927.6362 | 9900 | 0 | -1021.4964 | 0.99
2016-04-07 10:00 | 180000 | 50 | 0 | 200.4 | 150.4 | 200.4 | 560.32 | 3638.6348 | 240.519 | 723.481 | 240.519 | 3398.1159 | 3638.6348 | -3398.1159 | 9900 | 0 | -1927.6362 | 0.99
2016-04-07 11:00 | 180000 | 50 | 0 | 200.4 | 150.4 | 200.4 | 560.32 | 4203.7469 | 240.519 | 723.481 | 240.519 | 3963.228 | 4203.7469 | -3963.228 | 9900 | 0 | -3398.1159 | 0.99
2016-04-07 12:00 | 180000 | 50 | 0 | 200.4 | 150.4 | 200.4 | 560.32 | 4480.995 | 240.519 | 723.481 | 240.519 | 4240.476 | 4480.995 | -4240.476 | 9900 | 0 | -3963.228 | 0.99
2016-04-07 13:00 | 180000 | 50 | 0 | 200.4 | 150.4 | 200.4 | 560.32 | 4451.3723 | 240.519 | 723.481 | 240.519 | 4210.8534 | 4451.3723 | -4210.8534 | 9900 | 0 | -4240.476 | 0.99
2016-04-07 14:00 | 180000 | 50 | 0 | 200.4 | 150.4 | 200.4 | 560.32 | 4393.025 | 240.519 | 723.481 | 240.519 | 4152.506 | 4393.025 | -4152.506 | 9900 | 0 | -4210.8534 | 0.99
2016-04-07 15:00 | 180000 | 50 | 0 | 200.4 | 150.4 | 200.4 | 560.32 | 4069.8198 | 240.519 | 723.481 | 240.519 | 3829.3008 | 4069.8198 | -3829.3008 | 9900 | 0 | -4152.506 | 0.99
2016-04-07 16:00 | 180000 | 50 | 0 | 200.4 | 150.4 | 200.4 | 560.32 | 3488.8588 | 240.519 | 723.481 | 240.519 | 3248.3399 | 3488.8588 | -3248.3399 | 9900 | 0 | -3829.3008 | 0.99
2016-04-07 17:00 | 180000 | 50 | 0 | 200.4 | 150.4 | 200.4 | 560.32 | 2516.4053 | 240.519 | 723.481 | 240.519 | 2275.8864 | 2516.4053 | -2275.8864 | 9900 | 0 | -3248.3399 | 0.99
2016-04-07 18:00 | 180000 | 50 | 0 | 200.4 | 150.4 | 200.4 | 560.32 | 1869.0064 | 240.519 | 723.481 | 240.519 | 1628.4874 | 1869.0064 | -1628.4874 | 9900 | 0 | -2275.8864 | 0.99
2016-04-07 19:00 | 180000 | 50 | -50 | 0 | 150.4 | 0 | 0 | 160.6667 | -723.481 | 723.481 | -723.481 | 884.1477 | 960.192 | -1683.673 | 9900 | 0 | -1628.4874 | 0.99
2016-04-07 20:00 | 179950 | 50 | 50 | 200.4 | 0 | 200.4 | 560.32 | 985.4942 | 964 | 0 | 964 | 21.4942 | 985.4942 | -21.4942 | 9900 | 0 | -1683.673 | 0.99
2016-04-07 21:00 | 180000 | 50 | -50 | 0 | 100.4 | 0 | 0 | 160.6667 | -482.9621 | 482.9621 | -482.9621 | 643.6287 | 934.2316 | -1417.1937 | 9900 | 0 | -21.4942 | 0.99
2016-04-07 22:00 | 179950 | 50 | -50 | 0 | 0 | 0 | 0 | 160.6667 | 0 | 0 | 0 | 160.6667 | 890.0693 | -890.0693 | 9900 | 0 | -1417.1937 | 0.99
2016-04-07 23:00 | 179900 | 50 | -50 | 0 | 0 | 0 | 0 | 160.6667 | 0 | 0 | 0 | 160.6667 | 851.7965 | -851.7965 | 9900 | 0 | -890.0693 | 0.99
2016-04-08 | 179850 | 50 | -50 | 0 | 0 | 0 | 0 | 160.6667 | 0 | 0 | 0 | 160.6667 | 858.7056 | -858.7056 | 9900 | 0 | -851.7965 | 0.99
2016-04-08 01:00 | 179800 | 50 | -50 | 0 | 0 | 0 | 0 | 160.6667 | 0 | 0 | 0 | 160.6667 | 860.0693 | -860.0693 | 9900 | 0 | -858.7056 | 0.99
2016-04-08 02:00 | 179750 | 50 | -50 | 0 | 0 | 0 | 0 | 160.6667 | 0 | 0 | 0 | 160.6667 | 782.0498 | -782.0498 | 9900 | 0 | -860.0693 | 0.99
2016-04-08 03:00 | 179700 | 50 | -50 | 0 | 0 | 0 | 0 | 160.6667 | 0 | 0 | 0 | 160.6667 | 842.7057 | -842.7057 | 9900 | 0 | -782.0498 | 0.99
2016-04-08 04:00 | 179650 | 50 | -50 | 0 | 0 | 0 | 0 | 160.6667 | 0 | 0 | 0 | 160.6667 | 660.3233 | -660.3233 | 9900 | 0 | -842.7057 | 0.99
2016-04-08 05:00 | 179600 | 50 | -16.6 | 33.4 | 0 | 33.4 | 93.3867 | 160.6667 | 160.6667 | 0 | 160.6667 | 0 | 318.9755 | -158.3088 | 9900 | 0 | -660.3233 | 0.99
2016-04-08 06:00 | 179583.4 | 50 | -16.6 | 33.4 | 0 | 33.4 | 93.3867 | 160.6667 | 160.6667 | 0 | 160.6667 | 0 | 291.7037 | -131.037 | 9900 | 0 | -158.3088 | 0.99
2016-04-08 07:00 | 179566.8 | 50 | -50 | 0 | 0 | 0 | 0 | 160.6667 | 0 | 0 | 0 | 160.6667 | 670.6857 | -670.6857 | 9900 | 0 | -131.037 | 0.99
2016-04-08 08:00 | 179516.8 | 50 | 150.4 | 200.4 | 0 | 200.4 | 560.32 | 1710.3069 | 964 | 0 | 964 | 746.3069 | 1710.3069 | -746.3069 | 9900 | 0 | -670.6857 | 0.99
2016-04-08 09:00 | 179667.2 | 50 | 150.4 | 200.4 | 0 | 200.4 | 560.32 | 2698.6091 | 964 | 0 | 964 | 1734.6091 | 2698.6091 | -1734.6091 | 9900 | 0 | -746.3069 | 0.99
2016-04-08 10:00 | 179817.6 | 50 | 150.4 | 200.4 | 0 | 200.4 | 560.32 | 2268.8565 | 964 | 0 | 964 | 1304.8565 | 2268.8565 | -1304.8565 | 9900 | 0 | -1734.6091 | 0.99
2016-04-08 11:00 | 179968 | 50 | 32 | 200.4 | 0 | 200.4 | 560.32 | 3653.105 | 964 | 0 | 964 | 2689.105 | 3653.105 | -2689.105 | 9900 | 0 | -1304.8565 | 0.99
2016-04-08 12:00 | 180000 | 50 | 0 | 200.4 | 118.4 | 200.4 | 560.32 | 4277.6451 | 394.4511 | 569.5489 | 394.4511 | 3883.1941 | 4277.6451 | -3883.1941 | 9900 | 0 | -2689.105 | 0.99
2016-04-08 13:00 | 180000 | 50 | 0 | 200.4 | 150.4 | 200.4 | 560.32 | 4371.5361 | 240.519 | 723.481 | 240.519 | 4131.0172 | 4371.5361 | -4131.0172 | 9900 | 0 | -3883.1941 | 0.99
2016-04-08 14:00 | 180000 | 50 | 0 | 200.4 | 150.4 | 200.4 | 560.32 | 2541.0585 | 240.519 | 723.481 | 240.519 | 2300.5396 | 2541.0585 | -2300.5396 | 9900 | 0 | -4131.0172 | 0.99
2016-04-08 15:00 | 180000 | 50 | 0 | 200.4 | 150.4 | 200.4 | 560.32 | 3275.6756 | 240.519 | 723.481 | 240.519 | 3035.1566 | 3275.6756 | -3035.1566 | 9900 | 0 | -2300.5396 | 0.99
2016-04-08 16:00 | 180000 | 50 | 0 | 200.4 | 150.4 | 200.4 | 560.32 | 3478.7392 | 240.519 | 723.481 | 240.519 | 3238.2203 | 3478.7392 | -3238.2203 | 9900 | 0 | -3035.1566 | 0.99
2016-04-08 17:00 | 180000 | 50 | 0 | 200.4 | 150.4 | 200.4 | 560.32 | 2691.462 | 240.519 | 723.481 | 240.519 | 2450.9431 | 2691.462 | -2450.9431 | 9900 | 0 | -3238.2203 | 0.99
2016-04-08 18:00 | 180000 | 50 | 0 | 200.4 | 150.4 | 200.4 | 560.32 | 1761.6413 | 240.519 | 723.481 | 240.519 | 1521.1223 | 1761.6413 | -1521.1223 | 9900 | 0 | -2450.9431 | 0.99
2016-04-08 19:00 | 180000 | 50 | -50 | 0 | 150.4 | 0 | 0 | 160.6667 | -723.481 | 723.481 | -723.481 | 884.1477 | 775.7459 | -1499.2269 | 9900 | 0 | -1521.1223 | 0.99
2016-04-08 20:00 | 179950 | 50 | -50 | 0 | 0 | 0 | 0 | 160.6667 | 0 | 0 | 0 | 160.6667 | 535.0244 | -535.0244 | 9900 | 0 | -1499.2269 | 0.99
2016-04-08 21:00 | 179900 | 50 | -50 | 0 | 0 | 0 | 0 | 160.6667 | 0 | 0 | 0 | 160.6667 | 482.8919 | -482.8919 | 9900 | 0 | -535.0244 | 0.99
2016-04-08 22:00 | 179850 | 50 | -16.6 | 33.4 | 0 | 33.4 | 93.3867 | 160.6667 | 160.6667 | 0 | 160.6667 | 0 | 284.7946 | -124.128 | 9900 | 0 | -482.8919 | 0.99
2016-04-08 23:00 | 179833.4 | 50 | -16.6 | 33.4 | 0 | 33.4 | 93.3867 | 160.6667 | 160.6667 | 0 | 160.6667 | 0 | 269.2346 | -108.568 | 9900 | 0 | -124.128 | 0.99
2016-04-09 | 179816.8 | 50 | -16.6 | 33.4 | 0 | 33.4 | 93.3867 | 160.6667 | 160.6667 | 0 | 160.6667 | 0 | 343.1764 | -182.5098 | 9900 | 0 | -108.568 | 0.99
2016-04-09 01:00 | 179800.2 | 50 | -16.6 | 33.4 | 0 | 33.4 | 93.3867 | 160.6667 | 160.6667 | 0 | 160.6667 | 0 | 154.6897 | 5.9769 | 9900 | 0 | -182.5098 | 0.99
2016-04-09 02:00 | 179783.6 | 50 | -16.6 | 33.4 | 0 | 33.4 | 93.3867 | 160.6667 | 160.6667 | 0 | 160.6667 | 0 | 190.6075 | -29.9408 | 9894.6208 | 5.9769 | 0 | 0.98946
2016-04-09 03:00 | 179767 | 50 | -16.6 | 33.4 | 0 | 33.4 | 93.3867 | 160.6667 | 160.6667 | 0 | 160.6667 | 0 | 110.6494 | 50.0173 | 9900 | -5.9769 | -35.9177 | 0.99
2016-04-09 04:00 | 179750.4 | 50 | -16.6 | 33.4 | 0 | 33.4 | 93.3867 | 160.6667 | 160.6667 | 0 | 160.6667 | 0 | 54.9784 | 105.6883 | 9854.9844 | 50.0173 | 0 | 0.9855
2016-04-09 05:00 | 179733.8 | 50 | -16.6 | 33.4 | 0 | 33.4 | 93.3867 | 160.6667 | 160.6667 | 0 | 160.6667 | 0 | 65.1125 | 95.5542 | 9759.8649 | 105.6883 | 0 | 0.97599
2016-04-09 06:00 | 179717.2 | 50 | -16.6 | 33.4 | 0 | 33.4 | 93.3867 | 160.6667 | 160.6667 | 0 | 160.6667 | 0 | 6.1022 | 154.5645 | 9673.8662 | 95.5542 | 0 | 0.96739
2016-04-09 07:00 | 179700.6 | 50 | -16.6 | 33.4 | 0 | 33.4 | 93.3867 | 160.6667 | 160.6667 | 0 | 160.6667 | 0 | 399.9023 | -239.2357 | 9534.7581 | 154.5645 | 0 | 0.95348
2016-04-09 08:00 | 179684 | 50 | 150.4 | 200.4 | 0 | 200.4 | 560.32 | 1290.9175 | 964 | 0 | 964 | 326.9175 | 1290.9175 | -326.9175 | 9750.0702 | -239.2357 | 0 | 0.97501
2016-04-09 09:00 | 179834.4 | 50 | 150.4 | 200.4 | 0 | 200.4 | 560.32 | 2108.7479 | 964 | 0 | 964 | 1144.7479 | 2108.7479 | -1144.7479 | 9900 | -166.5886 | -493.5061 | 0.99
2016-04-09 10:00 | 179984.8 | 50 | 15.2 | 200.4 | 0 | 200.4 | 560.32 | 2821.3908 | 964 | 0 | 964 | 1857.3908 | 2821.3908 | -1857.3908 | 9900 | 0 | -1144.7479 | 0.99
2016-04-09 11:00 | 180000 | 50 | 0 | 200.4 | 135.2 | 200.4 | 560.32 | 3507.5383 | 313.6367 | 650.3633 | 313.6367 | 3193.9016 | 3507.5383 | -3193.9016 | 9900 | 0 | -1857.3908 | 0.99
2016-04-09 12:00 | 180000 | 50 | 0 | 200.4 | 150.4 | 200.4 | 560.32 | 3789.2014 | 240.519 | 723.481 | 240.519 | 3548.6825 | 3789.2014 | -3548.6825 | 9900 | 0 | -3193.9016 | 0.99
2016-04-09 13:00 | 180000 | 50 | 0 | 200.4 | 150.4 | 200.4 | 560.32 | 3828.9304 | 240.519 | 723.481 | 240.519 | 3588.4114 | 3828.9304 | -3588.4114 | 9900 | 0 | -3548.6825 | 0.99
2016-04-09 14:00 | 180000 | 50 | 0 | 200.4 | 150.4 | 200.4 | 560.32 | 3646.6387 | 240.519 | 723.481 | 240.519 | 3406.1197 | 3646.6387 | -3406.1197 | 9900 | 0 | -3588.4114 | 0.99
2016-04-09 15:00 | 180000 | 50 | 0 | 200.4 | 150.4 | 200.4 | 560.32 | 3372.2323 | 240.519 | 723.481 | 240.519 | 3131.7133 | 3372.2323 | -3131.7133 | 9900 | 0 | -3406.1197 | 0.99
2016-04-09 16:00 | 180000 | 50 | 0 | 200.4 | 150.4 | 200.4 | 560.32 | 2779.9432 | 240.519 | 723.481 | 240.519 | 2539.4242 | 2779.9432 | -2539.4242 | 9900 | 0 | -3131.7133 | 0.99
2016-04-09 17:00 | 180000 | 50 | 0 | 200.4 | 150.4 | 200.4 | 560.32 | 1951.3155 | 240.519 | 723.481 | 240.519 | 1710.7966 | 1951.3155 | -1710.7966 | 9900 | 0 | -2539.4242 | 0.99
2016-04-09 18:00 | 180000 | 50 | 0 | 200.4 | 150.4 | 200.4 | 560.32 | 1062.0068 | 240.519 | 723.481 | 240.519 | 821.4878 | 1062.0068 | -821.4878 | 9900 | 0 | -1710.7966 | 0.99
2016-04-09 19:00 | 180000 | 50 | -16.6 | 33.4 | 150.4 | 33.4 | 93.3867 | 160.6667 | -562.8144 | 723.481 | -562.8144 | 723.481 | 164.4403 | -727.2547 | 9900 | 0 | -821.4878 | 0.99
2016-04-09 20:00 | 179983.4 | 50 | -16.6 | 33.4 | 0 | 33.4 | 93.3867 | 160.6667 | 160.6667 | 0 | 160.6667 | 0 | 10.575 | 150.0916 | 9900 | 0 | -727.2547 | 0.99
2016-04-09 21:00 | 179966.8 | 50 | -16.6 | 33.4 | 0 | 33.4 | 93.3867 | 160.6667 | 160.6667 | 0 | 160.6667 | 0 | 4.5876 | 156.0791 | 9764.9175 | 150.0916 | 0 | 0.97649
2016-04-09 22:00 | 179950.2 | 50 | -16.6 | 33.4 | 0 | 33.4 | 93.3867 | 160.6667 | 160.6667 | 0 | 160.6667 | 0 | 0.64358 | 160.0231 | 9624.4464 | 156.0791 | 0 | 0.96244
2016-04-09 23:00 | 179933.6 | 50 | -16.6 | 33.4 | 0 | 33.4 | 93.3867 | 160.6667 | 160.6667 | 0 | 160.6667 | 0 | 6.9991 | 153.6675 | 9480.4256 | 160.0231 | 0 | 0.94804
2016-04-10 | 179917 | 50 | -16.6 | 33.4 | 0 | 33.4 | 93.3867 | 160.6667 | 160.6667 | 0 | 160.6667 | 0 | 22.3287 | 138.3379 | 9342.1248 | 153.6675 | 0 | 0.93421
2016-04-10 01:00 | 179900.4 | 50 | -16.6 | 33.4 | 0 | 33.4 | 93.3867 | 160.6667 | 160.6667 | 0 | 160.6667 | 0 | 35.1947 | 125.472 | 9217.6207 | 138.3379 | 0 | 0.92176
2016-04-10 02:00 | 179883.8 | 50 | -16.6 | 33.4 | 0 | 33.4 | 93.3867 | 160.6667 | 160.6667 | 0 | 160.6667 | 0 | 51.0749 | 109.5918 | 9104.6958 | 125.472 | 0 | 0.91047
2016-04-10 03:00 | 179867.2 | 50 | -16.6 | 33.4 | 0 | 33.4 | 93.3867 | 160.6667 | 160.6667 | 0 | 160.6667 | 0 | 37.2386 | 123.4281 | 9006.0632 | 109.5918 | 0 | 0.90061
2016-04-10 04:00 | 179850.6 | 50 | -16.6 | 33.4 | 0 | 33.4 | 93.3867 | 160.6667 | 160.6667 | 0 | 160.6667 | 0 | 9.6593 | 151.0074 | 8894.978 | 123.4281 | 0 | 0.8895
2016-04-10 05:00 | 179834 | 50 | -16.6 | 33.4 | 0 | 33.4 | 93.3867 | 160.6667 | 160.6667 | 0 | 160.6667 | 0 | 23.5323 | 137.1343 | 8759.0714 | 151.0074 | 0 | 0.87591
2016-04-10 06:00 | 179817.4 | 50 | -16.6 | 33.4 | 0 | 33.4 | 93.3867 | 160.6667 | 160.6667 | 0 | 160.6667 | 0 | 1.8736 | 158.7931 | 8635.6504 | 137.1343 | 0 | 0.86357
2016-04-10 07:00 | 179800.8 | 50 | -16.6 | 33.4 | 0 | 33.4 | 93.3867 | 160.6667 | 160.6667 | 0 | 160.6667 | 0 | 390.0414 | -229.3747 | 8492.7367 | 158.7931 | 0 | 0.84927
2016-04-10 08:00 | 179784.2 | 50 | 150.4 | 200.4 | 0 | 200.4 | 560.32 | 1288.8603 | 964 | 0 | 964 | 324.8603 | 1288.8603 | -324.8603 | 8699.1739 | -229.3747 | 0 | 0.86992
2016-04-10 09:00 | 179934.6 | 50 | 65.4 | 200.4 | 0 | 200.4 | 560.32 | 2118.3377 | 964 | 0 | 964 | 1154.3377 | 2118.3377 | -1154.3377 | 8991.5482 | -324.8603 | 0 | 0.89915
2016-04-10 10:00 | 180000 | 50 | 0 | 200.4 | 85 | 200.4 | 560.32 | 2833.9285 | 555.1178 | 408.8822 | 555.1178 | 2278.8108 | 2833.9285 | -2278.8108 | 9900 | -1009.3909 | -2163.7286 | 0.99
2016-04-10 11:00 | 180000 | 50 | 0 | 200.4 | 150.4 | 200.4 | 560.32 | 1556.7784 | 240.519 | 723.481 | 240.519 | 1316.2594 | 1556.7784 | -1316.2594 | 9900 | 0 | -2278.8108 | 0.99
2016-04-10 12:00 | 180000 | 50 | 0 | 200.4 | 150.4 | 200.4 | 560.32 | 2217.2494 | 240.519 | 723.481 | 240.519 | 1976.7304 | 2217.2494 | -1976.7304 | 9900 | 0 | -1316.2594 | 0.99
2016-04-10 13:00 | 180000 | 50 | 0 | 200.4 | 150.4 | 200.4 | 560.32 | 1596.6485 | 240.519 | 723.481 | 240.519 | 1356.1295 | 1596.6485 | -1356.1295 | 9900 | 0 | -1976.7304 | 0.99
2016-04-10 14:00 | 180000 | 50 | 0 | 200.4 | 150.4 | 200.4 | 560.32 | 3653.8133 | 240.519 | 723.481 | 240.519 | 3413.2944 | 3653.8133 | -3413.2944 | 9900 | 0 | -1356.1295 | 0.99
2016-04-10 15:00 | 180000 | 50 | 0 | 200.4 | 150.4 | 200.4 | 560.32 | 3313.0535 | 240.519 | 723.481 | 240.519 | 3072.5345 | 3313.0535 | -3072.5345 | 9900 | 0 | -3413.2944 | 0.99
2016-04-10 16:00 | 180000 | 50 | 0 | 200.4 | 150.4 | 200.4 | 560.32 | 2752.1623 | 240.519 | 723.481 | 240.519 | 2511.6434 | 2752.1623 | -2511.6434 | 9900 | 0 | -3072.5345 | 0.99
2016-04-10 17:00 | 180000 | 50 | 0 | 200.4 | 150.4 | 200.4 | 560.32 | 1953.9505 | 240.519 | 723.481 | 240.519 | 1713.4315 | 1953.9505 | -1713.4315 | 9900 | 0 | -2511.6434 | 0.99
2016-04-10 18:00 | 180000 | 50 | 0 | 200.4 | 150.4 | 200.4 | 560.32 | 1077.3196 | 240.519 | 723.481 | 240.519 | 836.8006 | 1077.3196 | -836.8006 | 9900 | 0 | -1713.4315 | 0.99
2016-04-10 19:00 | 180000 | 50 | -16.6 | 33.4 | 150.4 | 33.4 | 93.3867 | 160.6667 | -562.8144 | 723.481 | -562.8144 | 723.481 | 185.6465 | -748.4609 | 9900 | 0 | -836.8006 | 0.99
2016-04-10 20:00 | 179983.4 | 50 | -16.6 | 33.4 | 0 | 33.4 | 93.3867 | 160.6667 | 160.6667 | 0 | 160.6667 | 0 | 19.9791 | 140.6876 | 9900 | 0 | -748.4609 | 0.99
2016-04-10 21:00 | 179966.8 | 50 | -16.6 | 33.4 | 0 | 33.4 | 93.3867 | 160.6667 | 160.6667 | 0 | 160.6667 | 0 | 20.8098 | 139.8569 | 9773.3812 | 140.6876 | 0 | 0.97734
2016-04-10 22:00 | 179950.2 | 50 | -16.6 | 33.4 | 0 | 33.4 | 93.3867 | 160.6667 | 160.6667 | 0 | 160.6667 | 0 | 16.4478 | 144.2189 | 9647.51 | 139.8569 | 0 | 0.96475
2016-04-10 23:00 | 179933.6 | 50 | -16.6 | 33.4 | 0 | 33.4 | 93.3867 | 160.6667 | 160.6667 | 0 | 160.6667 | 0 | 14.2599 | 146.4068 | 9517.713 | 144.2189 | 0 | 0.95177
2016-04-11 | 179917 | 50 | -16.6 | 33.4 | 0 | 33.4 | 93.3867 | 160.6667 | 160.6667 | 0 | 160.6667 | 0 | 9.5606 | 151.1061 | 9385.9469 | 146.4068 | 0 | 0.93859
2016-04-11 01:00 | 179900.4 | 50 | -16.6 | 33.4 | 0 | 33.4 | 93.3867 | 160.6667 | 160.6667 | 0 | 160.6667 | 0 | 6.7128 | 153.9538 | 9249.9514 | 151.1061 | 0 | 0.925
2016-04-11 02:00 | 179883.8 | 50 | -16.6 | 33.4 | 0 | 33.4 | 93.3867 | 160.6667 | 160.6667 | 0 | 160.6667 | 0 | 2.3157 | 158.3509 | 9111.393 | 153.9538 | 0 | 0.91114
2016-04-11 03:00 | 179867.2 | 50 | -16.6 | 33.4 | 0 | 33.4 | 93.3867 | 160.6667 | 160.6667 | 0 | 160.6667 | 0 | 0.50938 | 160.1573 | 8968.8771 | 158.3509 | 0 | 0.89689
2016-04-11 04:00 | 179850.6 | 50 | -16.6 | 33.4 | 0 | 33.4 | 93.3867 | 160.6667 | 160.6667 | 0 | 160.6667 | 0 | 0 | 160.6667 | 8824.7356 | 160.1573 | 0 | 0.88247
2016-04-11 05:00 | 179834 | 50 | -16.6 | 33.4 | 0 | 33.4 | 93.3867 | 160.6667 | 160.6667 | 0 | 160.6667 | 0 | 0.027128 | 160.6395 | 8680.1356 | 160.6667 | 0 | 0.86801
2016-04-11 06:00 | 179817.4 | 50 | -16.6 | 33.4 | 0 | 33.4 | 93.3867 | 160.6667 | 160.6667 | 0 | 160.6667 | 0 | 0.57013 | 160.0965 | 8535.56 | 160.6395 | 0 | 0.85356
2016-04-11 07:00 | 179800.8 | 50 | -16.6 | 33.4 | 0 | 33.4 | 93.3867 | 160.6667 | 160.6667 | 0 | 160.6667 | 0 | 410.2665 | -249.5998 | 8391.4731 | 160.0965 | 0 | 0.83915
2016-04-11 08:00 | 179784.2 | 50 | -50 | 0 | 0 | 0 | 0 | 160.6667 | 0 | 0 | 0 | 160.6667 | 706.5084 | -706.5084 | 8616.1129 | -249.5998 | 0 | 0.86161
2016-04-11 09:00 | 179734.2 | 50 | 150.4 | 200.4 | 0 | 200.4 | 560.32 | 2136.1906 | 964 | 0 | 964 | 1172.1906 | 2136.1906 | -1172.1906 | 9251.9705 | -706.5084 | 0 | 0.9252
2016-04-11 10:00 | 179884.6 | 50 | 115.4 | 200.4 | 0 | 200.4 | 560.32 | 2937.2748 | 964 | 0 | 964 | 1973.2748 | 2937.2748 | -1973.2748 | 9900 | -720.0328 | -1892.2234 | 0.99
2016-04-11 11:00 | 180000 | 50 | 0 | 200.4 | 35 | 200.4 | 560.32 | 3542.7657 | 795.6367 | 168.3633 | 795.6367 | 2747.129 | 3542.7657 | -2747.129 | 9900 | 0 | -1973.2748 | 0.99
2016-04-11 12:00 | 180000 | 50 | 0 | 200.4 | 150.4 | 200.4 | 560.32 | 4093.9634 | 240.519 | 723.481 | 240.519 | 3853.4444 | 4093.9634 | -3853.4444 | 9900 | 0 | -2747.129 | 0.99
2016-04-11 13:00 | 180000 | 50 | 0 | 200.4 | 150.4 | 200.4 | 560.32 | 3932.9933 | 240.519 | 723.481 | 240.519 | 3692.4744 | 3932.9933 | -3692.4744 | 9900 | 0 | -3853.4444 | 0.99
2016-04-11 14:00 | 180000 | 50 | 0 | 200.4 | 150.4 | 200.4 | 560.32 | 4086.4311 | 240.519 | 723.481 | 240.519 | 3845.9121 | 4086.4311 | -3845.9121 | 9900 | 0 | -3692.4744 | 0.99
2016-04-11 15:00 | 180000 | 50 | 0 | 200.4 | 150.4 | 200.4 | 560.32 | 1832.3361 | 240.519 | 723.481 | 240.519 | 1591.8172 | 1832.3361 | -1591.8172 | 9900 | 0 | -3845.9121 | 0.99
2016-04-11 16:00 | 180000 | 50 | 0 | 200.4 | 150.4 | 200.4 | 560.32 | 3015.4619 | 240.519 | 723.481 | 240.519 | 2774.9429 | 3015.4619 | -2774.9429 | 9900 | 0 | -1591.8172 | 0.99
2016-04-11 17:00 | 180000 | 50 | 0 | 200.4 | 150.4 | 200.4 | 560.32 | 2177.5171 | 240.519 | 723.481 | 240.519 | 1936.9981 | 2177.5171 | -1936.9981 | 9900 | 0 | -2774.9429 | 0.99
2016-04-11 18:00 | 180000 | 50 | 0 | 200.4 | 150.4 | 200.4 | 560.32 | 1119.3935 | 240.519 | 723.481 | 240.519 | 878.8745 | 1119.3935 | -878.8745 | 9900 | 0 | -1936.9981 | 0.99
2016-04-11 19:00 | 180000 | 50 | -16.6 | 33.4 | 150.4 | 33.4 | 93.3867 | 160.6667 | -562.8144 | 723.481 | -562.8144 | 723.481 | 174.0367 | -736.8511 | 9900 | 0 | -878.8745 | 0.99
2016-04-11 20:00 | 179983.4 | 50 | -50 | 0 | 0 | 0 | 0 | 160.6667 | 0 | 0 | 0 | 160.6667 | 20.0476 | -20.0476 | 9900 | 0 | -736.8511 | 0.99
2016-04-11 21:00 | 179933.4 | 50 | -16.6 | 33.4 | 0 | 33.4 | 93.3867 | 160.6667 | 160.6667 | 0 | 160.6667 | 0 | 1.6854 | 158.9812 | 9900 | 0 | -20.0476 | 0.99
2016-04-11 22:00 | 179916.8 | 50 | -16.6 | 33.4 | 0 | 33.4 | 93.3867 | 160.6667 | 160.6667 | 0 | 160.6667 | 0 | 3.6779 | 156.9887 | 9756.9169 | 158.9812 | 0 | 0.97569
2016-04-11 23:00 | 179900.2 | 50 | -16.6 | 33.4 | 0 | 33.4 | 93.3867 | 160.6667 | 160.6667 | 0 | 160.6667 | 0 | 38.468 | 122.1986 | 9615.627 | 156.9887 | 0 | 0.96156
2016-04-12 | 179883.6 | 50 | -16.6 | 33.4 | 0 | 33.4 | 93.3867 | 160.6667 | 160.6667 | 0 | 160.6667 | 0 | 109.6912 | 50.9754 | 9505.6482 | 122.1986 | 0 | 0.95056
2016-04-12 01:00 | 179867 | 50 | -16.6 | 33.4 | 0 | 33.4 | 93.3867 | 160.6667 | 160.6667 | 0 | 160.6667 | 0 | 96.5829 | 64.0838 | 9459.7703 | 50.9754 | 0 | 0.94598
2016-04-12 02:00 | 179850.4 | 50 | -16.6 | 33.4 | 0 | 33.4 | 93.3867 | 160.6667 | 160.6667 | 0 | 160.6667 | 0 | 76.7223 | 83.9444 | 9402.0949 | 64.0838 | 0 | 0.94021
2016-04-12 03:00 | 179833.8 | 50 | -16.6 | 33.4 | 0 | 33.4 | 93.3867 | 160.6667 | 160.6667 | 0 | 160.6667 | 0 | 92.7429 | 67.9238 | 9326.545 | 83.9444 | 0 | 0.93265
2016-04-12 04:00 | 179817.2 | 50 | -16.6 | 33.4 | 0 | 33.4 | 93.3867 | 160.6667 | 160.6667 | 0 | 160.6667 | 0 | 169.5815 | -8.9148 | 9265.4136 | 67.9238 | 0 | 0.92654
2016-04-12 05:00 | 179800.6 | 50 | -16.6 | 33.4 | 0 | 33.4 | 93.3867 | 160.6667 | 160.6667 | 0 | 160.6667 | 0 | 83.4567 | 77.21 | 9273.4369 | -8.9148 | 0 | 0.92734
2016-04-12 06:00 | 179784 | 50 | -16.6 | 33.4 | 0 | 33.4 | 93.3867 | 160.6667 | 160.6667 | 0 | 160.6667 | 0 | 101.6948 | 58.9719 | 9203.9479 | 77.21 | 0 | 0.92039
2016-04-12 07:00 | 179767.4 | 50 | -50 | 0 | 0 | 0 | 0 | 160.6667 | 0 | 0 | 0 | 160.6667 | 638.2804 | -638.2804 | 9150.8733 | 58.9719 | 0 | 0.91509
2016-04-12 08:00 | 179717.4 | 50 | 150.4 | 200.4 | 0 | 200.4 | 560.32 | 1461.6854 | 964 | 0 | 964 | 497.6854 | 1461.6854 | -497.6854 | 9725.3256 | -638.2804 | 0 | 0.97253
2016-04-12 09:00 | 179867.8 | 50 | 132.2 | 200.4 | 0 | 200.4 | 560.32 | 2314.3027 | 964 | 0 | 964 | 1350.3027 | 2314.3027 | -1350.3027 | 9900 | -194.0827 | -691.7681 | 0.99
2016-04-12 10:00 | 180000 | 50 | 0 | 200.4 | 18.2 | 200.4 | 560.32 | 2983.4275 | 876.4511 | 87.5489 | 876.4511 | 2106.9764 | 2983.4275 | -2106.9764 | 9900 | 0 | -1350.3027 | 0.99
2016-04-12 11:00 | 180000 | 50 | 0 | 200.4 | 150.4 | 200.4 | 560.32 | 3194.7316 | 240.519 | 723.481 | 240.519 | 2954.2126 | 3194.7316 | -2954.2126 | 9900 | 0 | -2106.9764 | 0.99
2016-04-12 12:00 | 180000 | 50 | 0 | 200.4 | 150.4 | 200.4 | 560.32 | 4160.5727 | 240.519 | 723.481 | 240.519 | 3920.0538 | 4160.5727 | -3920.0538 | 9900 | 0 | -2954.2126 | 0.99
2016-04-12 13:00 | 180000 | 50 | 0 | 200.4 | 150.4 | 200.4 | 560.32 | 4084.6016 | 240.519 | 723.481 | 240.519 | 3844.0827 | 4084.6016 | -3844.0827 | 9900 | 0 | -3920.0538 | 0.99
2016-04-12 14:00 | 180000 | 50 | 0 | 200.4 | 150.4 | 200.4 | 560.32 | 3970.5044 | 240.519 | 723.481 | 240.519 | 3729.9855 | 3970.5044 | -3729.9855 | 9900 | 0 | -3844.0827 | 0.99
2016-04-12 15:00 | 180000 | 50 | 0 | 200.4 | 150.4 | 200.4 | 560.32 | 3865.3898 | 240.519 | 723.481 | 240.519 | 3624.8708 | 3865.3898 | -3624.8708 | 9900 | 0 | -3729.9855 | 0.99
2016-04-12 16:00 | 180000 | 50 | 0 | 200.4 | 150.4 | 200.4 | 560.32 | 3350.9538 | 240.519 | 723.481 | 240.519 | 3110.4349 | 3350.9538 | -3110.4349 | 9900 | 0 | -3624.8708 | 0.99
2016-04-12 17:00 | 180000 | 50 | 0 | 200.4 | 150.4 | 200.4 | 560.32 | 2541.0589 | 240.519 | 723.481 | 240.519 | 2300.5399 | 2541.0589 | -2300.5399 | 9900 | 0 | -3110.4349 | 0.99
2016-04-12 18:00 | 180000 | 50 | 0 | 200.4 | 150.4 | 200.4 | 560.32 | 1352.6406 | 240.519 | 723.481 | 240.519 | 1112.1217 | 1352.6406 | -1112.1217 | 9900 | 0 | -2300.5399 | 0.99
2016-04-12 19:00 | 180000 | 50 | -50 | 0 | 150.4 | 0 | 0 | 160.6667 | -723.481 | 723.481 | -723.481 | 884.1477 | 631.3265 | -1354.8075 | 9900 | 0 | -1112.1217 | 0.99
2016-04-12 20:00 | 179950 | 50 | -16.6 | 33.4 | 0 | 33.4 | 93.3867 | 160.6667 | 160.6667 | 0 | 160.6667 | 0 | 356.3805 | -195.7139 | 9900 | 0 | -1354.8075 | 0.99
2016-04-12 21:00 | 179933.4 | 50 | -16.6 | 33.4 | 0 | 33.4 | 93.3867 | 160.6667 | 160.6667 | 0 | 160.6667 | 0 | 204.386 | -43.7194 | 9900 | 0 | -195.7139 | 0.99
2016-04-12 22:00 | 179916.8 | 50 | -50 | 0 | 0 | 0 | 0 | 160.6667 | 0 | 0 | 0 | 160.6667 | 438.1138 | -438.1138 | 9900 | 0 | -43.7194 | 0.99
2016-04-12 23:00 | 179866.8 | 50 | -50 | 0 | 0 | 0 | 0 | 160.6667 | 0 | 0 | 0 | 160.6667 | 800.3456 | -800.3456 | 9900 | 0 | -438.1138 | 0.99
2016-04-13 | 179816.8 | 50 | -50 | 0 | 0 | 0 | 0 | 160.6667 | 0 | 0 | 0 | 160.6667 | 951.8831 | -951.8831 | 9900 | 0 | -800.3456 | 0.99
2016-04-13 01:00 | 179766.8 | 50 | -50 | 0 | 0 | 0 | 0 | 160.6667 | 0 | 0 | 0 | 160.6667 | 935.2381 | -935.2381 | 9900 | 0 | -951.8831 | 0.99
2016-04-13 02:00 | 179716.8 | 50 | -50 | 0 | 0 | 0 | 0 | 160.6667 | 0 | 0 | 0 | 160.6667 | 945.0649 | -945.0649 | 9900 | 0 | -935.2381 | 0.99
2016-04-13 03:00 | 179666.8 | 50 | 150.4 | 200.4 | 0 | 200.4 | 560.32 | 966.1205 | 964 | 0 | 964 | 2.1205 | 966.1205 | -2.1205 | 9900 | 0 | -945.0649 | 0.99
2016-04-13 04:00 | 179817.2 | 50 | -50 | 0 | 0 | 0 | 0 | 160.6667 | 0 | 0 | 0 | 160.6667 | 881.4199 | -881.4199 | 9900 | 0 | -2.1205 | 0.99
2016-04-13 05:00 | 179767.2 | 50 | -50 | 0 | 0 | 0 | 0 | 160.6667 | 0 | 0 | 0 | 160.6667 | 793.8369 | -793.8369 | 9900 | 0 | -881.4199 | 0.99
2016-04-13 06:00 | 179717.2 | 50 | -50 | 0 | 0 | 0 | 0 | 160.6667 | 0 | 0 | 0 | 160.6667 | 808.1962 | -808.1962 | 9900 | 0 | -793.8369 | 0.99
2016-04-13 07:00 | 179667.2 | 50 | 150.4 | 200.4 | 0 | 200.4 | 560.32 | 1409.4553 | 964 | 0 | 964 | 445.4553 | 1409.4553 | -445.4553 | 9900 | 0 | -808.1962 | 0.99
2016-04-13 08:00 | 179817.6 | 50 | 150.4 | 200.4 | 0 | 200.4 | 560.32 | 2331.0639 | 964 | 0 | 964 | 1367.0639 | 2331.0639 | -1367.0639 | 9900 | 0 | -445.4553 | 0.99
2016-04-13 09:00 | 179968 | 50 | 32 | 200.4 | 0 | 200.4 | 560.32 | 3157.6047 | 964 | 0 | 964 | 2193.6047 | 3157.6047 | -2193.6047 | 9900 | 0 | -1367.0639 | 0.99
2016-04-13 10:00 | 180000 | 50 | 0 | 200.4 | 118.4 | 200.4 | 560.32 | 3857.255 | 394.4511 | 569.5489 | 394.4511 | 3462.8039 | 3857.255 | -3462.8039 | 9900 | 0 | -2193.6047 | 0.99
2016-04-13 11:00 | 180000 | 50 | 0 | 200.4 | 150.4 | 200.4 | 560.32 | 4268.13 | 240.519 | 723.481 | 240.519 | 4027.611 | 4268.13 | -4027.611 | 9900 | 0 | -3462.8039 | 0.99
2016-04-13 12:00 | 180000 | 50 | 0 | 200.4 | 150.4 | 200.4 | 560.32 | 4698.534 | 240.519 | 723.481 | 240.519 | 4458.0151 | 4698.534 | -4458.0151 | 9900 | 0 | -4027.611 | 0.99
2016-04-13 13:00 | 180000 | 50 | 0 | 200.4 | 150.4 | 200.4 | 560.32 | 4784.1881 | 240.519 | 723.481 | 240.519 | 4543.6692 | 4784.1881 | -4543.6692 | 9900 | 0 | -4458.0151 | 0.99
2016-04-13 14:00 | 180000 | 50 | 0 | 200.4 | 150.4 | 200.4 | 560.32 | 2783.5998 | 240.519 | 723.481 | 240.519 | 2543.0809 | 2783.5998 | -2543.0809 | 9900 | 0 | -4543.6692 | 0.99
2016-04-13 15:00 | 180000 | 50 | 0 | 200.4 | 150.4 | 200.4 | 560.32 | 3102.1271 | 240.519 | 723.481 | 240.519 | 2861.6082 | 3102.1271 | -2861.6082 | 9900 | 0 | -2543.0809 | 0.99
2016-04-13 16:00 | 180000 | 50 | 0 | 200.4 | 150.4 | 200.4 | 560.32 | 3546.0623 | 240.519 | 723.481 | 240.519 | 3305.5433 | 3546.0623 | -3305.5433 | 9900 | 0 | -2861.6082 | 0.99
2016-04-13 17:00 | 180000 | 50 | 0 | 200.4 | 150.4 | 200.4 | 560.32 | 2534.8663 | 240.519 | 723.481 | 240.519 | 2294.3474 | 2534.8663 | -2294.3474 | 9900 | 0 | -3305.5433 | 0.99
2016-04-13 18:00 | 180000 | 50 | 0 | 200.4 | 150.4 | 200.4 | 560.32 | 1433.9 | 240.519 | 723.481 | 240.519 | 1193.3811 | 1433.9 | -1193.3811 | 9900 | 0 | -2294.3474 | 0.99
2016-04-13 19:00 | 180000 | 50 | -50 | 0 | 150.4 | 0 | 0 | 160.6667 | -723.481 | 723.481 | -723.481 | 884.1477 | 564.2524 | -1287.7335 | 9900 | 0 | -1193.3811 | 0.99
2016-04-13 20:00 | 179950 | 50 | -16.6 | 33.4 | 0 | 33.4 | 93.3867 | 160.6667 | 160.6667 | 0 | 160.6667 | 0 | 152.1385 | 8.5281 | 9900 | 0 | -1287.7335 | 0.99
2016-04-13 21:00 | 179933.4 | 50 | -16.6 | 33.4 | 0 | 33.4 | 93.3867 | 160.6667 | 160.6667 | 0 | 160.6667 | 0 | 165.5181 | -4.8514 | 9892.3247 | 8.5281 | 0 | 0.98923
2016-04-13 22:00 | 179916.8 | 50 | -16.6 | 33.4 | 0 | 33.4 | 93.3867 | 160.6667 | 160.6667 | 0 | 160.6667 | 0 | 148.3867 | 12.28 | 9896.6909 | -4.8514 | 0 | 0.98967
2016-04-13 23:00 | 179900.2 | 50 | -16.6 | 33.4 | 0 | 33.4 | 93.3867 | 160.6667 | 160.6667 | 0 | 160.6667 | 0 | 168.0462 | -7.3795 | 9885.639 | 12.28 | 0 | 0.98856
2016-04-14 | 179883.6 | 50 | -16.6 | 33.4 | 0 | 33.4 | 93.3867 | 160.6667 | 160.6667 | 0 | 160.6667 | 0 | 288.6331 | -127.9664 | 9892.2805 | -7.3795 | 0 | 0.98923
2016-04-14 01:00 | 179867 | 50 | -16.6 | 33.4 | 0 | 33.4 | 93.3867 | 160.6667 | 160.6667 | 0 | 160.6667 | 0 | 166.2222 | -5.5555 | 9900 | -8.5772 | -136.5436 | 0.99
2016-04-14 02:00 | 179850.4 | 50 | -16.6 | 33.4 | 0 | 33.4 | 93.3867 | 160.6667 | 160.6667 | 0 | 160.6667 | 0 | 186.3516 | -25.685 | 9900 | 0 | -5.5555 | 0.99
2016-04-14 03:00 | 179833.8 | 50 | -16.6 | 33.4 | 0 | 33.4 | 93.3867 | 160.6667 | 160.6667 | 0 | 160.6667 | 0 | 325.7502 | -165.0835 | 9900 | 0 | -25.685 | 0.99
2016-04-14 04:00 | 179817.2 | 50 | -50 | 0 | 0 | 0 | 0 | 160.6667 | 0 | 0 | 0 | 160.6667 | 527.9566 | -527.9566 | 9900 | 0 | -165.0835 | 0.99
2016-04-14 05:00 | 179767.2 | 50 | -16.6 | 33.4 | 0 | 33.4 | 93.3867 | 160.6667 | 160.6667 | 0 | 160.6667 | 0 | 320.8563 | -160.1896 | 9900 | 0 | -527.9566 | 0.99
2016-04-14 06:00 | 179750.6 | 50 | -16.6 | 33.4 | 0 | 33.4 | 93.3867 | 160.6667 | 160.6667 | 0 | 160.6667 | 0 | 249.8958 | -89.2291 | 9900 | 0 | -160.1896 | 0.99
2016-04-14 07:00 | 179734 | 50 | -50 | 0 | 0 | 0 | 0 | 160.6667 | 0 | 0 | 0 | 160.6667 | 613.5539 | -613.5539 | 9900 | 0 | -89.2291 | 0.99
2016-04-14 08:00 | 179684 | 50 | 150.4 | 200.4 | 0 | 200.4 | 560.32 | 1703.5304 | 964 | 0 | 964 | 739.5304 | 1703.5304 | -739.5304 | 9900 | 0 | -613.5539 | 0.99
2016-04-14 09:00 | 179834.4 | 50 | 150.4 | 200.4 | 0 | 200.4 | 560.32 | 2903.3081 | 964 | 0 | 964 | 1939.3081 | 2903.3081 | -1939.3081 | 9900 | 0 | -739.5304 | 0.99
2016-04-14 10:00 | 179984.8 | 50 | 15.2 | 200.4 | 0 | 200.4 | 560.32 | 3430.1127 | 964 | 0 | 964 | 2466.1127 | 3430.1127 | -2466.1127 | 9900 | 0 | -1939.3081 | 0.99
2016-04-14 11:00 | 180000 | 50 | 0 | 200.4 | 135.2 | 200.4 | 560.32 | 3945.4125 | 313.6367 | 650.3633 | 313.6367 | 3631.7758 | 3945.4125 | -3631.7758 | 9900 | 0 | -2466.1127 | 0.99
2016-04-14 12:00 | 180000 | 50 | 0 | 200.4 | 150.4 | 200.4 | 560.32 | 3258.1563 | 240.519 | 723.481 | 240.519 | 3017.6373 | 3258.1563 | -3017.6373 | 9900 | 0 | -3631.7758 | 0.99
2016-04-14 13:00 | 180000 | 50 | 0 | 200.4 | 150.4 | 200.4 | 560.32 | 4445.1872 | 240.519 | 723.481 | 240.519 | 4204.6682 | 4445.1872 | -4204.6682 | 9900 | 0 | -3017.6373 | 0.99
2016-04-14 14:00 | 180000 | 50 | 0 | 200.4 | 150.4 | 200.4 | 560.32 | 4507.9346 | 240.519 | 723.481 | 240.519 | 4267.4157 | 4507.9346 | -4267.4157 | 9900 | 0 | -4204.6682 | 0.99
2016-04-14 15:00 | 180000 | 50 | 0 | 200.4 | 150.4 | 200.4 | 560.32 | 3973.41 | 240.519 | 723.481 | 240.519 | 3732.8911 | 3973.41 | -3732.8911 | 9900 | 0 | -4267.4157 | 0.99
2016-04-14 16:00 | 180000 | 50 | 0 | 200.4 | 150.4 | 200.4 | 560.32 | 3432.2623 | 240.519 | 723.481 | 240.519 | 3191.7433 | 3432.2623 | -3191.7433 | 9900 | 0 | -3732.8911 | 0.99
2016-04-14 17:00 | 180000 | 50 | 0 | 200.4 | 150.4 | 200.4 | 560.32 | 2639.0169 | 240.519 | 723.481 | 240.519 | 2398.4979 | 2639.0169 | -2398.4979 | 9900 | 0 | -3191.7433 | 0.99
2016-04-14 18:00 | 180000 | 50 | 0 | 200.4 | 150.4 | 200.4 | 560.32 | 1497.7735 | 240.519 | 723.481 | 240.519 | 1257.2545 | 1497.7735 | -1257.2545 | 9900 | 0 | -2398.4979 | 0.99
2016-04-14 19:00 | 180000 | 50 | -16.6 | 33.4 | 150.4 | 33.4 | 93.3867 | 160.6667 | -562.8144 | 723.481 | -562.8144 | 723.481 | 288.9037 | -851.7181 | 9900 | 0 | -1257.2545 | 0.99
2016-04-14 20:00 | 179983.4 | 50 | -16.6 | 33.4 | 0 | 33.4 | 93.3867 | 160.6667 | 160.6667 | 0 | 160.6667 | 0 | 232.53 | -71.8633 | 9900 | 0 | -851.7181 | 0.99
2016-04-14 21:00 | 179966.8 | 50 | -16.6 | 33.4 | 0 | 33.4 | 93.3867 | 160.6667 | 160.6667 | 0 | 160.6667 | 0 | 50.4653 | 110.2014 | 9900 | 0 | -71.8633 | 0.99
2016-04-14 22:00 | 179950.2 | 50 | -16.6 | 33.4 | 0 | 33.4 | 93.3867 | 160.6667 | 160.6667 | 0 | 160.6667 | 0 | 91.4547 | 69.212 | 9800.8188 | 110.2014 | 0 | 0.98008
2016-04-14 23:00 | 179933.6 | 50 | -16.6 | 33.4 | 0 | 33.4 | 93.3867 | 160.6667 | 160.6667 | 0 | 160.6667 | 0 | 83.424 | 77.2426 | 9738.528 | 69.212 | 0 | 0.97385
2016-04-15 | 179917 | 50 | -16.6 | 33.4 | 0 | 33.4 | 93.3867 | 160.6667 | 160.6667 | 0 | 160.6667 | 0 | 67.1833 | 93.4833 | 9669.0096 | 77.2426 | 0 | 0.9669
2016-04-15 01:00 | 179900.4 | 50 | -16.6 | 33.4 | 0 | 33.4 | 93.3867 | 160.6667 | 160.6667 | 0 | 160.6667 | 0 | 80.6439 | 80.0228 | 9584.8746 | 93.4833 | 0 | 0.95849
2016-04-15 02:00 | 179883.8 | 50 | -16.6 | 33.4 | 0 | 33.4 | 93.3867 | 160.6667 | 160.6667 | 0 | 160.6667 | 0 | 92.8325 | 67.8341 | 9512.8541 | 80.0228 | 0 | 0.95129
2016-04-15 03:00 | 179867.2 | 50 | -16.6 | 33.4 | 0 | 33.4 | 93.3867 | 160.6667 | 160.6667 | 0 | 160.6667 | 0 | 141.0563 | 19.6104 | 9451.8034 | 67.8341 | 0 | 0.94518
2016-04-15 04:00 | 179850.6 | 50 | -16.6 | 33.4 | 0 | 33.4 | 93.3867 | 160.6667 | 160.6667 | 0 | 160.6667 | 0 | 128.5887 | 32.0779 | 9434.154 | 19.6104 | 0 | 0.94342
2016-04-15 05:00 | 179834 | 50 | -16.6 | 33.4 | 0 | 33.4 | 93.3867 | 160.6667 | 160.6667 | 0 | 160.6667 | 0 | 111.5152 | 49.1515 | 9405.2839 | 32.0779 | 0 | 0.94053
2016-04-15 06:00 | 179817.4 | 50 | -16.6 | 33.4 | 0 | 33.4 | 93.3867 | 160.6667 | 160.6667 | 0 | 160.6667 | 0 | 190.6238 | -29.9571 | 9361.0476 | 49.1515 | 0 | 0.9361
2016-04-15 07:00 | 179800.8 | 50 | -50 | 0 | 0 | 0 | 0 | 160.6667 | 0 | 0 | 0 | 160.6667 | 589.4543 | -589.4543 | 9388.009 | -29.9571 | 0 | 0.9388
2016-04-15 08:00 | 179750.8 | 50 | 150.4 | 200.4 | 0 | 200.4 | 560.32 | 1472.7436 | 964 | 0 | 964 | 508.7436 | 1472.7436 | -508.7436 | 9900 | -568.8789 | -1158.3332 | 0.99
2016-04-15 09:00 | 179901.2 | 50 | 98.8 | 200.4 | 0 | 200.4 | 560.32 | 2562.776 | 964 | 0 | 964 | 1598.776 | 2562.776 | -1598.776 | 9900 | 0 | -508.7436 | 0.99
2016-04-15 10:00 | 180000 | 50 | 0 | 200.4 | 51.6 | 200.4 | 560.32 | 3343.6621 | 715.7844 | 248.2156 | 715.7844 | 2627.8777 | 3343.6621 | -2627.8777 | 9900 | 0 | -1598.776 | 0.99
2016-04-15 11:00 | 180000 | 50 | 0 | 200.4 | 150.4 | 200.4 | 560.32 | 3929.4954 | 240.519 | 723.481 | 240.519 | 3688.9764 | 3929.4954 | -3688.9764 | 9900 | 0 | -2627.8777 | 0.99
2016-04-15 12:00 | 180000 | 50 | 0 | 200.4 | 150.4 | 200.4 | 560.32 | 4316.9334 | 240.519 | 723.481 | 240.519 | 4076.4144 | 4316.9334 | -4076.4144 | 9900 | 0 | -3688.9764 | 0.99
2016-04-15 13:00 | 180000 | 50 | 0 | 200.4 | 150.4 | 200.4 | 560.32 | 2700.0245 | 240.519 | 723.481 | 240.519 | 2459.5055 | 2700.0245 | -2459.5055 | 9900 | 0 | -4076.4144 | 0.99
2016-04-15 14:00 | 180000 | 50 | 0 | 200.4 | 150.4 | 200.4 | 560.32 | 2830.1772 | 240.519 | 723.481 | 240.519 | 2589.6582 | 2830.1772 | -2589.6582 | 9900 | 0 | -2459.5055 | 0.99
2016-04-15 15:00 | 180000 | 50 | 0 | 200.4 | 150.4 | 200.4 | 560.32 | 3958.0391 | 240.519 | 723.481 | 240.519 | 3717.5201 | 3958.0391 | -3717.5201 | 9900 | 0 | -2589.6582 | 0.99
2016-04-15 16:00 | 180000 | 50 | 0 | 200.4 | 150.4 | 200.4 | 560.32 | 3252.3498 | 240.519 | 723.481 | 240.519 | 3011.8309 | 3252.3498 | -3011.8309 | 9900 | 0 | -3717.5201 | 0.99
2016-04-15 17:00 | 180000 | 50 | 0 | 200.4 | 150.4 | 200.4 | 560.32 | 2531.865 | 240.519 | 723.481 | 240.519 | 2291.3461 | 2531.865 | -2291.3461 | 9900 | 0 | -3011.8309 | 0.99
2016-04-15 18:00 | 180000 | 50 | 0 | 200.4 | 150.4 | 200.4 | 560.32 | 1391.6123 | 240.519 | 723.481 | 240.519 | 1151.0933 | 1391.6123 | -1151.0933 | 9900 | 0 | -2291.3461 | 0.99
2016-04-15 19:00 | 180000 | 50 | -50 | 0 | 150.4 | 0 | 0 | 160.6667 | -723.481 | 723.481 | -723.481 | 884.1477 | 562.3006 | -1285.7816 | 9900 | 0 | -1151.0933 | 0.99
2016-04-15 20:00 | 179950 | 50 | -16.6 | 33.4 | 0 | 33.4 | 93.3867 | 160.6667 | 160.6667 | 0 | 160.6667 | 0 | 218.4906 | -57.8239 | 9900 | 0 | -1285.7816 | 0.99
2016-04-15 21:00 | 179933.4 | 50 | -16.6 | 33.4 | 0 | 33.4 | 93.3867 | 160.6667 | 160.6667 | 0 | 160.6667 | 0 | 344.4816 | -183.8149 | 9900 | 0 | -57.8239 | 0.99
2016-04-15 22:00 | 179916.8 | 50 | -16.6 | 33.4 | 0 | 33.4 | 93.3867 | 160.6667 | 160.6667 | 0 | 160.6667 | 0 | 374.8048 | -214.1381 | 9900 | 0 | -183.8149 | 0.99
2016-04-15 23:00 | 179900.2 | 50 | -50 | 0 | 0 | 0 | 0 | 160.6667 | 0 | 0 | 0 | 160.6667 | 440.4064 | -440.4064 | 9900 | 0 | -214.1381 | 0.99
2016-04-16 | 179850.2 | 50 | -16.6 | 33.4 | 0 | 33.4 | 93.3867 | 160.6667 | 160.6667 | 0 | 160.6667 | 0 | 156.4213 | 4.2453 | 9900 | 0 | -440.4064 | 0.99
2016-04-16 01:00 | 179833.6 | 50 | -16.6 | 33.4 | 0 | 33.4 | 93.3867 | 160.6667 | 160.6667 | 0 | 160.6667 | 0 | 123.6941 | 36.9726 | 9896.1792 | 4.2453 | 0 | 0.98962
2016-04-16 02:00 | 179817 | 50 | -16.6 | 33.4 | 0 | 33.4 | 93.3867 | 160.6667 | 160.6667 | 0 | 160.6667 | 0 | 94.0963 | 66.5704 | 9862.9039 | 36.9726 | 0 | 0.98629
2016-04-16 03:00 | 179800.4 | 50 | -16.6 | 33.4 | 0 | 33.4 | 93.3867 | 160.6667 | 160.6667 | 0 | 160.6667 | 0 | 5.6681 | 154.9986 | 9802.9905 | 66.5704 | 0 | 0.9803
2016-04-16 04:00 | 179783.8 | 50 | -16.6 | 33.4 | 0 | 33.4 | 93.3867 | 160.6667 | 160.6667 | 0 | 160.6667 | 0 | 3.6317 | 157.0349 | 9663.4918 | 154.9986 | 0 | 0.96635
2016-04-16 05:00 | 179767.2 | 50 | -16.6 | 33.4 | 0 | 33.4 | 93.3867 | 160.6667 | 160.6667 | 0 | 160.6667 | 0 | 0.90505 | 159.7616 | 9522.1604 | 157.0349 | 0 | 0.95222
2016-04-16 06:00 | 179750.6 | 50 | -50 | 0 | 0 | 0 | 0 | 160.6667 | 0 | 0 | 0 | 160.6667 | 18.0626 | -18.0626 | 9378.3749 | 159.7616 | 0 | 0.93784
2016-04-16 07:00 | 179700.6 | 50 | -16.6 | 33.4 | 0 | 33.4 | 93.3867 | 160.6667 | 160.6667 | 0 | 160.6667 | 0 | 319.2853 | -158.6186 | 9394.6313 | -18.0626 | 0 | 0.93946
2016-04-16 08:00 | 179684 | 50 | 150.4 | 200.4 | 0 | 200.4 | 560.32 | 1493.2148 | 964 | 0 | 964 | 529.2148 | 1493.2148 | -529.2148 | 9537.388 | -158.6186 | 0 | 0.95374
2016-04-16 09:00 | 179834.4 | 50 | 150.4 | 200.4 | 0 | 200.4 | 560.32 | 2343.3978 | 964 | 0 | 964 | 1379.3978 | 2343.3978 | -1379.3978 | 9900 | -402.9022 | -932.1169 | 0.99
2016-04-16 10:00 | 179984.8 | 50 | 15.2 | 200.4 | 0 | 200.4 | 560.32 | 3144.6212 | 964 | 0 | 964 | 2180.6212 | 3144.6212 | -2180.6212 | 9900 | 0 | -1379.3978 | 0.99
2016-04-16 11:00 | 180000 | 50 | 0 | 200.4 | 135.2 | 200.4 | 560.32 | 3656.9568 | 313.6367 | 650.3633 | 313.6367 | 3343.3201 | 3656.9568 | -3343.3201 | 9900 | 0 | -2180.6212 | 0.99
2016-04-16 12:00 | 180000 | 50 | 0 | 200.4 | 150.4 | 200.4 | 560.32 | 3947.3581 | 240.519 | 723.481 | 240.519 | 3706.8391 | 3947.3581 | -3706.8391 | 9900 | 0 | -3343.3201 | 0.99
2016-04-16 13:00 | 180000 | 50 | 0 | 200.4 | 150.4 | 200.4 | 560.32 | 1846.7368 | 240.519 | 723.481 | 240.519 | 1606.2178 | 1846.7368 | -1606.2178 | 9900 | 0 | -3706.8391 | 0.99
2016-04-16 14:00 | 180000 | 50 | 0 | 200.4 | 150.4 | 200.4 | 560.32 | 2540.6491 | 240.519 | 723.481 | 240.519 | 2300.1301 | 2540.6491 | -2300.1301 | 9900 | 0 | -1606.2178 | 0.99
2016-04-16 15:00 | 180000 | 50 | 0 | 200.4 | 150.4 | 200.4 | 560.32 | 3366.4321 | 240.519 | 723.481 | 240.519 | 3125.9132 | 3366.4321 | -3125.9132 | 9900 | 0 | -2300.1301 | 0.99
2016-04-16 16:00 | 180000 | 50 | 0 | 200.4 | 150.4 | 200.4 | 560.32 | 2807.3574 | 240.519 | 723.481 | 240.519 | 2566.8384 | 2807.3574 | -2566.8384 | 9900 | 0 | -3125.9132 | 0.99
2016-04-16 17:00 | 180000 | 50 | 0 | 200.4 | 150.4 | 200.4 | 560.32 | 2043.4994 | 240.519 | 723.481 | 240.519 | 1802.9805 | 2043.4994 | -1802.9805 | 9900 | 0 | -2566.8384 | 0.99
2016-04-16 18:00 | 180000 | 50 | 0 | 200.4 | 150.4 | 200.4 | 560.32 | 1175.7898 | 240.519 | 723.481 | 240.519 | 935.2709 | 1175.7898 | -935.2709 | 9900 | 0 | -1802.9805 | 0.99
2016-04-16 19:00 | 180000 | 50 | -16.6 | 33.4 | 150.4 | 33.4 | 93.3867 | 160.6667 | -562.8144 | 723.481 | -562.8144 | 723.481 | 248.0061 | -810.8205 | 9900 | 0 | -935.2709 | 0.99
2016-04-16 20:00 | 179983.4 | 50 | -16.6 | 33.4 | 0 | 33.4 | 93.3867 | 160.6667 | 160.6667 | 0 | 160.6667 | 2.8422e-14 | 26.8089 | 133.8578 | 9900 | 0 | -810.8205 | 0.99
2016-04-16 21:00 | 179966.8 | 50 | -16.6 | 33.4 | 0 | 33.4 | 93.3867 | 160.6667 | 160.6667 | 0 | 160.6667 | 0 | 22.071 | 138.5957 | 9779.528 | 133.8578 | 0 | 0.97795
2016-04-16 22:00 | 179950.2 | 50 | -16.6 | 33.4 | 0 | 33.4 | 93.3867 | 160.6667 | 160.6667 | 0 | 160.6667 | 0 | 12.5874 | 148.0792 | 9654.7919 | 138.5957 | 0 | 0.96548
2016-04-16 23:00 | 179933.6 | 50 | -16.6 | 33.4 | 0 | 33.4 | 93.3867 | 160.6667 | 160.6667 | 0 | 160.6667 | 0 | 2.5939 | 158.0727 | 9521.5206 | 148.0792 | 0 | 0.95215
2016-04-17 | 179917 | 50 | -16.6 | 33.4 | 0 | 33.4 | 93.3867 | 160.6667 | 160.6667 | 0 | 160.6667 | 0 | 0.66118 | 160.0055 | 9379.2551 | 158.0727 | 0 | 0.93793
2016-04-17 01:00 | 179900.4 | 50 | -16.6 | 33.4 | 0 | 33.4 | 93.3867 | 160.6667 | 160.6667 | 0 | 160.6667 | 0 | 24.4985 | 136.1681 | 9235.2502 | 160.0055 | 0 | 0.92353
2016-04-17 02:00 | 179883.8 | 50 | -16.6 | 33.4 | 0 | 33.4 | 93.3867 | 160.6667 | 160.6667 | 0 | 160.6667 | 0 | 19.7268 | 140.9398 | 9112.6989 | 136.1681 | 0 | 0.91127
2016-04-17 03:00 | 179867.2 | 50 | -16.6 | 33.4 | 0 | 33.4 | 93.3867 | 160.6667 | 160.6667 | 0 | 160.6667 | 0 | 34.3648 | 126.3019 | 8985.853 | 140.9398 | 0 | 0.89859
2016-04-17 04:00 | 179850.6 | 50 | -16.6 | 33.4 | 0 | 33.4 | 93.3867 | 160.6667 | 160.6667 | 0 | 160.6667 | 0 | 49.1437 | 111.523 | 8872.1813 | 126.3019 | 0 | 0.88722
2016-04-17 05:00 | 179834 | 50 | -16.6 | 33.4 | 0 | 33.4 | 93.3867 | 160.6667 | 160.6667 | 0 | 160.6667 | 0 | 20.3382 | 140.3284 | 8771.8106 | 111.523 | 0 | 0.87718
2016-04-17 06:00 | 179817.4 | 50 | -16.6 | 33.4 | 0 | 33.4 | 93.3867 | 160.6667 | 160.6667 | 0 | 160.6667 | 0 | 22.2108 | 138.4558 | 8645.5151 | 140.3284 | 0 | 0.86455
2016-04-17 07:00 | 179800.8 | 50 | -16.6 | 33.4 | 0 | 33.4 | 93.3867 | 160.6667 | 160.6667 | 0 | 160.6667 | 2.8422e-14 | 503.9129 | -343.2462 | 8520.9048 | 138.4558 | 0 | 0.85209
2016-04-17 08:00 | 179784.2 | 50 | 150.4 | 200.4 | 0 | 200.4 | 560.32 | 1427.9402 | 964 | 0 | 964 | 463.9402 | 1427.9402 | -463.9402 | 8829.8264 | -343.2462 | 0 | 0.88298
2016-04-17 09:00 | 179934.6 | 50 | 65.4 | 200.4 | 0 | 200.4 | 560.32 | 2262.4809 | 964 | 0 | 964 | 1298.4809 | 2262.4809 | -1298.4809 | 9247.3726 | -463.9402 | 0 | 0.92474
2016-04-17 10:00 | 180000 | 50 | 0 | 200.4 | 85 | 200.4 | 560.32 | 2955.2358 | 555.1178 | 408.8822 | 555.1178 | 2400.118 | 2955.2358 | -2400.118 | 9900 | -725.1416 | -2023.6225 | 0.99
2016-04-17 11:00 | 180000 | 50 | 0 | 200.4 | 150.4 | 200.4 | 560.32 | 3466.7712 | 240.519 | 723.481 | 240.519 | 3226.2523 | 3466.7712 | -3226.2523 | 9900 | 0 | -2400.118 | 0.99
2016-04-17 12:00 | 180000 | 50 | 0 | 200.4 | 150.4 | 200.4 | 560.32 | 3771.2731 | 240.519 | 723.481 | 240.519 | 3530.7542 | 3771.2731 | -3530.7542 | 9900 | 0 | -3226.2523 | 0.99
2016-04-17 13:00 | 180000 | 50 | 0 | 200.4 | 150.4 | 200.4 | 560.32 | 3846.8895 | 240.519 | 723.481 | 240.519 | 3606.3705 | 3846.8895 | -3606.3705 | 9900 | 0 | -3530.7542 | 0.99
2016-04-17 14:00 | 180000 | 50 | 0 | 200.4 | 150.4 | 200.4 | 560.32 | 3272.3037 | 240.519 | 723.481 | 240.519 | 3031.7847 | 3272.3037 | -3031.7847 | 9900 | 0 | -3606.3705 | 0.99
2016-04-17 15:00 | 180000 | 50 | 0 | 200.4 | 150.4 | 200.4 | 560.32 | 3302.3433 | 240.519 | 723.481 | 240.519 | 3061.8244 | 3302.3433 | -3061.8244 | 9900 | 0 | -3031.7847 | 0.99
2016-04-17 16:00 | 180000 | 50 | 0 | 200.4 | 150.4 | 200.4 | 560.32 | 2721.1194 | 240.519 | 723.481 | 240.519 | 2480.6005 | 2721.1194 | -2480.6005 | 9900 | 0 | -3061.8244 | 0.99
2016-04-17 17:00 | 180000 | 50 | 0 | 200.4 | 150.4 | 200.4 | 560.32 | 1982.6532 | 240.519 | 723.481 | 240.519 | 1742.1342 | 1982.6532 | -1742.1342 | 9900 | 0 | -2480.6005 | 0.99
2016-04-17 18:00 | 180000 | 50 | 0 | 200.4 | 150.4 | 200.4 | 560.32 | 1135.431 | 240.519 | 723.481 | 240.519 | 894.912 | 1135.431 | -894.912 | 9900 | 0 | -1742.1342 | 0.99
2016-04-17 19:00 | 180000 | 50 | -16.6 | 33.4 | 150.4 | 33.4 | 93.3867 | 160.6667 | -562.8144 | 723.481 | -562.8144 | 723.481 | 240.0363 | -802.8507 | 9900 | 0 | -894.912 | 0.99
2016-04-17 20:00 | 179983.4 | 50 | -16.6 | 33.4 | 0 | 33.4 | 93.3867 | 160.6667 | 160.6667 | 0 | 160.6667 | 0 | 27.1931 | 133.4736 | 9900 | 0 | -802.8507 | 0.99
2016-04-17 21:00 | 179966.8 | 50 | -16.6 | 33.4 | 0 | 33.4 | 93.3867 | 160.6667 | 160.6667 | 0 | 160.6667 | 0 | 50.1989 | 110.4677 | 9779.8738 | 133.4736 | 0 | 0.97799
2016-04-17 22:00 | 179950.2 | 50 | -16.6 | 33.4 | 0 | 33.4 | 93.3867 | 160.6667 | 160.6667 | 0 | 160.6667 | 0 | 116.5484 | 44.1183 | 9680.4528 | 110.4677 | 0 | 0.96805
2016-04-17 23:00 | 179933.6 | 50 | -16.6 | 33.4 | 0 | 33.4 | 93.3867 | 160.6667 | 160.6667 | 0 | 160.6667 | 0 | 171.0707 | -10.404 | 9640.7463 | 44.1183 | 0 | 0.96407
2016-04-18 | 179917 | 50 | -16.6 | 33.4 | 0 | 33.4 | 93.3867 | 160.6667 | 160.6667 | 0 | 160.6667 | 0 | 124.7562 | 35.9105 | 9650.1099 | -10.404 | 0 | 0.96501
2016-04-18 01:00 | 179900.4 | 50 | -16.6 | 33.4 | 0 | 33.4 | 93.3867 | 160.6667 | 160.6667 | 0 | 160.6667 | 0 | 163.9365 | -3.2698 | 9617.7905 | 35.9105 | 0 | 0.96178
2016-04-18 02:00 | 179883.8 | 50 | -16.6 | 33.4 | 0 | 33.4 | 93.3867 | 160.6667 | 160.6667 | 0 | 160.6667 | 0 | 98.4907 | 62.176 | 9620.7333 | -3.2698 | 0 | 0.96207
2016-04-18 03:00 | 179867.2 | 50 | -16.6 | 33.4 | 0 | 33.4 | 93.3867 | 160.6667 | 160.6667 | 0 | 160.6667 | 0 | 43.3448 | 117.3219 | 9564.7749 | 62.176 | 0 | 0.95648
2016-04-18 04:00 | 179850.6 | 50 | -16.6 | 33.4 | 0 | 33.4 | 93.3867 | 160.6667 | 160.6667 | 0 | 160.6667 | 0 | 6.3053 | 154.3613 | 9459.1853 | 117.3219 | 0 | 0.94592
2016-04-18 05:00 | 179834 | 50 | -16.6 | 33.4 | 0 | 33.4 | 93.3867 | 160.6667 | 160.6667 | 0 | 160.6667 | 0 | 0.20519 | 160.4615 | 9320.2601 | 154.3613 | 0 | 0.93203
2016-04-18 06:00 | 179817.4 | 50 | -16.6 | 33.4 | 0 | 33.4 | 93.3867 | 160.6667 | 160.6667 | 0 | 160.6667 | 0 | 0.71573 | 159.9509 | 9175.8447 | 160.4615 | 0 | 0.91758
2016-04-18 07:00 | 179800.8 | 50 | -50 | 0 | 0 | 0 | 0 | 160.6667 | 0 | 0 | 0 | 160.6667 | 510.7912 | -510.7912 | 9031.8889 | 159.9509 | 0 | 0.90319
2016-04-18 08:00 | 179750.8 | 50 | 150.4 | 200.4 | 0 | 200.4 | 560.32 | 1400.6445 | 964 | 0 | 964 | 436.6445 | 1400.6445 | -436.6445 | 9491.601 | -510.7912 | 0 | 0.94916
2016-04-18 09:00 | 179901.2 | 50 | 98.8 | 200.4 | 0 | 200.4 | 560.32 | 2222.1219 | 964 | 0 | 964 | 1258.1219 | 2222.1219 | -1258.1219 | 9884.5811 | -436.6445 | 0 | 0.98846
2016-04-18 10:00 | 180000 | 50 | 0 | 200.4 | 51.6 | 200.4 | 560.32 | 2912.7493 | 715.7844 | 248.2156 | 715.7844 | 2196.9649 | 2912.7493 | -2196.9649 | 9900 | -17.1321 | -1275.254 | 0.99
2016-04-18 11:00 | 180000 | 50 | 0 | 200.4 | 150.4 | 200.4 | 560.32 | 3431.5712 | 240.519 | 723.481 | 240.519 | 3191.0523 | 3431.5712 | -3191.0523 | 9900 | 0 | -2196.9649 | 0.99
2016-04-18 12:00 | 180000 | 50 | 0 | 200.4 | 150.4 | 200.4 | 560.32 | 3751.4622 | 240.519 | 723.481 | 240.519 | 3510.9433 | 3751.4622 | -3510.9433 | 9900 | 0 | -3191.0523 | 0.99
2016-04-18 13:00 | 180000 | 50 | 0 | 200.4 | 150.4 | 200.4 | 560.32 | 3844.3609 | 240.519 | 723.481 | 240.519 | 3603.8419 | 3844.3609 | -3603.8419 | 9900 | 0 | -3510.9433 | 0.99
2016-04-18 14:00 | 180000 | 50 | 0 | 200.4 | 150.4 | 200.4 | 560.32 | 3683.9353 | 240.519 | 723.481 | 240.519 | 3443.4163 | 3683.9353 | -3443.4163 | 9900 | 0 | -3603.8419 | 0.99
2016-04-18 15:00 | 180000 | 50 | 0 | 200.4 | 150.4 | 200.4 | 560.32 | 3299.5101 | 240.519 | 723.481 | 240.519 | 3058.9911 | 3299.5101 | -3058.9911 | 9900 | 0 | -3443.4163 | 0.99
2016-04-18 16:00 | 180000 | 50 | 0 | 200.4 | 150.4 | 200.4 | 560.32 | 1746.0631 | 240.519 | 723.481 | 240.519 | 1505.5442 | 1746.0631 | -1505.5442 | 9900 | 0 | -3058.9911 | 0.99
2016-04-18 17:00 | 180000 | 50 | 0 | 200.4 | 150.4 | 200.4 | 560.32 | 1970.5206 | 240.519 | 723.481 | 240.519 | 1730.0016 | 1970.5206 | -1730.0016 | 9900 | 0 | -1505.5442 | 0.99
2016-04-18 18:00 | 180000 | 50 | 0 | 200.4 | 150.4 | 200.4 | 560.32 | 1120.9995 | 240.519 | 723.481 | 240.519 | 880.4805 | 1120.9995 | -880.4805 | 9900 | 0 | -1730.0016 | 0.99
2016-04-18 19:00 | 180000 | 50 | -16.6 | 33.4 | 150.4 | 33.4 | 93.3867 | 160.6667 | -562.8144 | 723.481 | -562.8144 | 723.481 | 103.5354 | -666.3498 | 9900 | 0 | -880.4805 | 0.99
2016-04-18 20:00 | 179983.4 | 50 | -16.6 | 33.4 | 0 | 33.4 | 93.3867 | 160.6667 | 160.6667 | 0 | 160.6667 | 0 | 1.0136 | 159.6531 | 9900 | 0 | -666.3498 | 0.99
2016-04-18 21:00 | 179966.8 | 50 | -16.6 | 33.4 | 0 | 33.4 | 93.3867 | 160.6667 | 160.6667 | 0 | 160.6667 | 0 | 0.029437 | 160.6372 | 9756.3122 | 159.6531 | 0 | 0.97563
2016-04-18 22:00 | 179950.2 | 50 | -16.6 | 33.4 | 0 | 33.4 | 93.3867 | 160.6667 | 160.6667 | 0 | 160.6667 | 0 | 0 | 160.6667 | 9611.7387 | 160.6372 | 0 | 0.96117
2016-04-18 23:00 | 179933.6 | 50 | -16.6 | 33.4 | 0 | 33.4 | 93.3867 | 160.6667 | 160.6667 | 0 | 160.6667 | 0 | 0.048629 | 160.618 | 9467.1387 | 160.6667 | 0 | 0.94671
2016-04-19 | 179917 | 50 | -16.6 | 33.4 | 0 | 33.4 | 93.3867 | 160.6667 | 160.6667 | 0 | 160.6667 | 0 | 0.021357 | 160.6453 | 9322.5825 | 160.618 | 0 | 0.93226
2016-04-19 01:00 | 179900.4 | 50 | -16.6 | 33.4 | 0 | 33.4 | 93.3867 | 160.6667 | 160.6667 | 0 | 160.6667 | 0 | 0.80462 | 159.862 | 9178.0017 | 160.6453 | 0 | 0.9178
2016-04-19 02:00 | 179883.8 | 50 | -16.6 | 33.4 | 0 | 33.4 | 93.3867 | 160.6667 | 160.6667 | 0 | 160.6667 | 0 | 42.0949 | 118.5718 | 9034.1258 | 159.862 | 0 | 0.90341
2016-04-19 03:00 | 179867.2 | 50 | -16.6 | 33.4 | 0 | 33.4 | 93.3867 | 160.6667 | 160.6667 | 0 | 160.6667 | 0 | 53.4364 | 107.2302 | 8927.4112 | 118.5718 | 0 | 0.89274
2016-04-19 04:00 | 179850.6 | 50 | -16.6 | 33.4 | 0 | 33.4 | 93.3867 | 160.6667 | 160.6667 | 0 | 160.6667 | 0 | 53.5594 | 107.1073 | 8830.904 | 107.2302 | 0 | 0.88309
2016-04-19 05:00 | 179834 | 50 | -16.6 | 33.4 | 0 | 33.4 | 93.3867 | 160.6667 | 160.6667 | 0 | 160.6667 | 0 | 86.9624 | 73.7043 | 8734.5074 | 107.1073 | 0 | 0.87345
2016-04-19 06:00 | 179817.4 | 50 | -16.6 | 33.4 | 0 | 33.4 | 93.3867 | 160.6667 | 160.6667 | 0 | 160.6667 | 0 | 93.9413 | 66.7253 | 8668.1736 | 73.7043 | 0 | 0.86682
2016-04-19 07:00 | 179800.8 | 50 | -50 | 0 | 0 | 0 | 0 | 160.6667 | 0 | 0 | 0 | 160.6667 | 730.6723 | -730.6723 | 8608.1208 | 66.7253 | 0 | 0.86081
2016-04-19 08:00 | 179750.8 | 50 | 150.4 | 200.4 | 0 | 200.4 | 560.32 | 1905.7803 | 964 | 0 | 964 | 941.7803 | 1905.7803 | -941.7803 | 9265.7259 | -730.6723 | 0 | 0.92657
2016-04-19 09:00 | 179901.2 | 50 | 98.8 | 200.4 | 0 | 200.4 | 560.32 | 2853.2985 | 964 | 0 | 964 | 1889.2985 | 2853.2985 | -1889.2985 | 9900 | -704.749 | -1646.5293 | 0.99
2016-04-19 10:00 | 180000 | 50 | 0 | 200.4 | 51.6 | 200.4 | 560.32 | 3456.2069 | 715.7844 | 248.2156 | 715.7844 | 2740.4224 | 3456.2069 | -2740.4224 | 9900 | 0 | -1889.2985 | 0.99
2016-04-19 11:00 | 180000 | 50 | 0 | 200.4 | 150.4 | 200.4 | 560.32 | 2600.82 | 240.519 | 723.481 | 240.519 | 2360.301 | 2600.82 | -2360.301 | 9900 | 0 | -2740.4224 | 0.99
2016-04-19 12:00 | 180000 | 50 | 0 | 200.4 | 150.4 | 200.4 | 560.32 | 2690.5421 | 240.519 | 723.481 | 240.519 | 2450.0232 | 2690.5421 | -2450.0232 | 9900 | 0 | -2360.301 | 0.99
2016-04-19 13:00 | 180000 | 50 | 0 | 200.4 | 150.4 | 200.4 | 560.32 | 4666.9243 | 240.519 | 723.481 | 240.519 | 4426.4053 | 4666.9243 | -4426.4053 | 9900 | 0 | -2450.0232 | 0.99
2016-04-19 14:00 | 180000 | 50 | 0 | 200.4 | 150.4 | 200.4 | 560.32 | 4344.1279 | 240.519 | 723.481 | 240.519 | 4103.6089 | 4344.1279 | -4103.6089 | 9900 | 0 | -4426.4053 | 0.99
2016-04-19 15:00 | 180000 | 50 | 0 | 200.4 | 150.4 | 200.4 | 560.32 | 4159.3586 | 240.519 | 723.481 | 240.519 | 3918.8396 | 4159.3586 | -3918.8396 | 9900 | 0 | -4103.6089 | 0.99
2016-04-19 16:00 | 180000 | 50 | 0 | 200.4 | 150.4 | 200.4 | 560.32 | 3456.0598 | 240.519 | 723.481 | 240.519 | 3215.5408 | 3456.0598 | -3215.5408 | 9900 | 0 | -3918.8396 | 0.99
2016-04-19 17:00 | 180000 | 50 | 0 | 200.4 | 150.4 | 200.4 | 560.32 | 2520.633 | 240.519 | 723.481 | 240.519 | 2280.1141 | 2520.633 | -2280.1141 | 9900 | 0 | -3215.5408 | 0.99
2016-04-19 18:00 | 180000 | 50 | 0 | 200.4 | 150.4 | 200.4 | 560.32 | 1483.9231 | 240.519 | 723.481 | 240.519 | 1243.4042 | 1483.9231 | -1243.4042 | 9900 | 0 | -2280.1141 | 0.99
2016-04-19 19:00 | 180000 | 50 | -50 | 0 | 150.4 | 0 | 0 | 160.6667 | -723.481 | 723.481 | -723.481 | 884.1477 | 532.8738 | -1256.3549 | 9900 | 0 | -1243.4042 | 0.99
2016-04-19 20:00 | 179950 | 50 | -16.6 | 33.4 | 0 | 33.4 | 93.3867 | 160.6667 | 160.6667 | 0 | 160.6667 | 0 | 66.8165 | 93.8502 | 9900 | 0 | -1256.3549 | 0.99
2016-04-19 21:00 | 179933.4 | 50 | -16.6 | 33.4 | 0 | 33.4 | 93.3867 | 160.6667 | 160.6667 | 0 | 160.6667 | 0 | 0.29567 | 160.371 | 9815.5348 | 93.8502 | 0 | 0.98155
2016-04-19 22:00 | 179916.8 | 50 | -16.6 | 33.4 | 0 | 33.4 | 93.3867 | 160.6667 | 160.6667 | 0 | 160.6667 | 0 | 0 | 160.6667 | 9671.2009 | 160.371 | 0 | 0.96712
2016-04-19 23:00 | 179900.2 | 50 | -16.6 | 33.4 | 0 | 33.4 | 93.3867 | 160.6667 | 160.6667 | 0 | 160.6667 | 0 | 0.026984 | 160.6397 | 9526.6009 | 160.6667 | 0 | 0.95266
2016-04-20 | 179883.6 | 50 | -16.6 | 33.4 | 0 | 33.4 | 93.3867 | 160.6667 | 160.6667 | 0 | 160.6667 | 0 | 3.8442 | 156.8225 | 9382.0252 | 160.6397 | 0 | 0.9382
2016-04-20 01:00 | 179867 | 50 | -16.6 | 33.4 | 0 | 33.4 | 93.3867 | 160.6667 | 160.6667 | 0 | 160.6667 | 0 | 0 | 160.6667 | 9240.8849 | 156.8225 | 0 | 0.92409
2016-04-20 02:00 | 179850.4 | 50 | -16.6 | 33.4 | 0 | 33.4 | 93.3867 | 160.6667 | 160.6667 | 0 | 160.6667 | 0 | 0 | 160.6667 | 9096.2849 | 160.6667 | 0 | 0.90963
2016-04-20 03:00 | 179833.8 | 50 | -16.6 | 33.4 | 0 | 33.4 | 93.3867 | 160.6667 | 160.6667 | 0 | 160.6667 | 0 | 0.03521 | 160.6315 | 8951.6849 | 160.6667 | 0 | 0.89517
2016-04-20 04:00 | 179817.2 | 50 | -16.6 | 33.4 | 0 | 33.4 | 93.3867 | 160.6667 | 160.6667 | 0 | 160.6667 | 0 | 4.1835 | 156.4831 | 8807.1166 | 160.6315 | 0 | 0.88071
2016-04-20 05:00 | 179800.6 | 50 | -16.6 | 33.4 | 0 | 33.4 | 93.3867 | 160.6667 | 160.6667 | 0 | 160.6667 | 0 | 6.43 | 154.2367 | 8666.2818 | 156.4831 | 0 | 0.86663
2016-04-20 06:00 | 179784 | 50 | -16.6 | 33.4 | 0 | 33.4 | 93.3867 | 160.6667 | 160.6667 | 0 | 160.6667 | 0 | 14.6547 | 146.012 | 8527.4688 | 154.2367 | 0 | 0.85275
2016-04-20 07:00 | 179767.4 | 50 | -50 | 0 | 0 | 0 | 0 | 160.6667 | 0 | 0 | 0 | 160.6667 | 549.4975 | -549.4975 | 8396.0581 | 146.012 | 0 | 0.83961
2016-04-20 08:00 | 179717.4 | 50 | 150.4 | 200.4 | 0 | 200.4 | 560.32 | 1432.3694 | 964 | 0 | 964 | 468.3694 | 1432.3694 | -468.3694 | 8890.6058 | -549.4975 | 0 | 0.88906
2016-04-20 09:00 | 179867.8 | 50 | 132.2 | 200.4 | 0 | 200.4 | 560.32 | 2289.3742 | 964 | 0 | 964 | 1325.3742 | 2289.3742 | -1325.3742 | 9312.1383 | -468.3694 | 0 | 0.93121
2016-04-20 10:00 | 180000 | 50 | 0 | 200.4 | 18.2 | 200.4 | 560.32 | 3022.0905 | 876.4511 | 87.5489 | 876.4511 | 2145.6394 | 3022.0905 | -2145.6394 | 9900 | -653.1796 | -1978.5538 | 0.99
2016-04-20 11:00 | 180000 | 50 | 0 | 200.4 | 150.4 | 200.4 | 560.32 | 3511.1231 | 240.519 | 723.481 | 240.519 | 3270.6041 | 3511.1231 | -3270.6041 | 9900 | 0 | -2145.6394 | 0.99
2016-04-20 12:00 | 180000 | 50 | 0 | 200.4 | 150.4 | 200.4 | 560.32 | 2991.0505 | 240.519 | 723.481 | 240.519 | 2750.5315 | 2991.0505 | -2750.5315 | 9900 | 0 | -3270.6041 | 0.99
2016-04-20 13:00 | 180000 | 50 | 0 | 200.4 | 150.4 | 200.4 | 560.32 | 3858.4315 | 240.519 | 723.481 | 240.519 | 3617.9125 | 3858.4315 | -3617.9125 | 9900 | 0 | -2750.5315 | 0.99
2016-04-20 14:00 | 180000 | 50 | 0 | 200.4 | 150.4 | 200.4 | 560.32 | 3729.4856 | 240.519 | 723.481 | 240.519 | 3488.9667 | 3729.4856 | -3488.9667 | 9900 | 0 | -3617.9125 | 0.99
2016-04-20 15:00 | 180000 | 50 | 0 | 200.4 | 150.4 | 200.4 | 560.32 | 3439.7903 | 240.519 | 723.481 | 240.519 | 3199.2713 | 3439.7903 | -3199.2713 | 9900 | 0 | -3488.9667 | 0.99
2016-04-20 16:00 | 180000 | 50 | 0 | 200.4 | 150.4 | 200.4 | 560.32 | 2875.5919 | 240.519 | 723.481 | 240.519 | 2635.0729 | 2875.5919 | -2635.0729 | 9900 | 0 | -3199.2713 | 0.99
2016-04-20 17:00 | 180000 | 50 | 0 | 200.4 | 150.4 | 200.4 | 560.32 | 2193.4068 | 240.519 | 723.481 | 240.519 | 1952.8878 | 2193.4068 | -1952.8878 | 9900 | 0 | -2635.0729 | 0.99
2016-04-20 18:00 | 180000 | 50 | 0 | 200.4 | 150.4 | 200.4 | 560.32 | 1376.0069 | 240.519 | 723.481 | 240.519 | 1135.488 | 1376.0069 | -1135.488 | 9900 | 0 | -1952.8878 | 0.99
2016-04-20 19:00 | 180000 | 50 | -50 | 0 | 150.4 | 0 | 0 | 160.6667 | -723.481 | 723.481 | -723.481 | 884.1477 | 605.4298 | -1328.9109 | 9900 | 0 | -1135.488 | 0.99
2016-04-20 20:00 | 179950 | 50 | -16.6 | 33.4 | 0 | 33.4 | 93.3867 | 160.6667 | 160.6667 | 0 | 160.6667 | 0 | 302.6431 | -141.9764 | 9900 | 0 | -1328.9109 | 0.99
2016-04-20 21:00 | 179933.4 | 50 | -16.6 | 33.4 | 0 | 33.4 | 93.3867 | 160.6667 | 160.6667 | 0 | 160.6667 | 0 | 205.2991 | -44.6325 | 9900 | 0 | -141.9764 | 0.99
2016-04-20 22:00 | 179916.8 | 50 | -16.6 | 33.4 | 0 | 33.4 | 93.3867 | 160.6667 | 160.6667 | 0 | 160.6667 | 0 | 203.375 | -42.7083 | 9900 | 0 | -44.6325 | 0.99
2016-04-20 23:00 | 179900.2 | 50 | -16.6 | 33.4 | 0 | 33.4 | 93.3867 | 160.6667 | 160.6667 | 0 | 160.6667 | 0 | 129.2352 | 31.4315 | 9900 | 0 | -42.7083 | 0.99
2016-04-21 | 179883.6 | 50 | -16.6 | 33.4 | 0 | 33.4 | 93.3867 | 160.6667 | 160.6667 | 0 | 160.6667 | 0 | 182.7481 | -22.0814 | 9871.7117 | 31.4315 | 0 | 0.98717
2016-04-21 01:00 | 179867 | 50 | -16.6 | 33.4 | 0 | 33.4 | 93.3867 | 160.6667 | 160.6667 | 0 | 160.6667 | 0 | 152.6003 | 8.0664 | 9891.5849 | -22.0814 | 0 | 0.98916
2016-04-21 02:00 | 179850.4 | 50 | -16.6 | 33.4 | 0 | 33.4 | 93.3867 | 160.6667 | 160.6667 | 0 | 160.6667 | 0 | 121.8471 | 38.8196 | 9884.3252 | 8.0664 | 0 | 0.98843
2016-04-21 03:00 | 179833.8 | 50 | -16.6 | 33.4 | 0 | 33.4 | 93.3867 | 160.6667 | 160.6667 | 0 | 160.6667 | 0 | 139.4748 | 21.1919 | 9849.3876 | 38.8196 | 0 | 0.98494
2016-04-21 04:00 | 179817.2 | 50 | -16.6 | 33.4 | 0 | 33.4 | 93.3867 | 160.6667 | 160.6667 | 0 | 160.6667 | 0 | 178.4596 | -17.793 | 9830.3148 | 21.1919 | 0 | 0.98303
2016-04-21 05:00 | 179800.6 | 50 | -16.6 | 33.4 | 0 | 33.4 | 93.3867 | 160.6667 | 160.6667 | 0 | 160.6667 | 0 | 154.4589 | 6.2078 | 9846.3285 | -17.793 | 0 | 0.98463
2016-04-21 06:00 | 179784 | 50 | -16.6 | 33.4 | 0 | 33.4 | 93.3867 | 160.6667 | 160.6667 | 0 | 160.6667 | 0 | 152.8774 | 7.7893 | 9840.7415 | 6.2078 | 0 | 0.98407
2016-04-21 07:00 | 179767.4 | 50 | -50 | 0 | 0 | 0 | 0 | 160.6667 | 0 | 0 | 0 | 160.6667 | 696.8116 | -696.8116 | 9833.7311 | 7.7893 | 0 | 0.98337
2016-04-21 08:00 | 179717.4 | 50 | 150.4 | 200.4 | 0 | 200.4 | 560.32 | 1693.6697 | 964 | 0 | 964 | 729.6697 | 1693.6697 | -729.6697 | 9900 | -73.6321 | -770.4436 | 0.99
2016-04-21 09:00 | 179867.8 | 50 | 132.2 | 200.4 | 0 | 200.4 | 560.32 | 2412.9803 | 964 | 0 | 964 | 1448.9803 | 2412.9803 | -1448.9803 | 9900 | 0 | -729.6697 | 0.99
2016-04-21 10:00 | 180000 | 50 | 0 | 200.4 | 18.2 | 200.4 | 560.32 | 3136.0304 | 876.4511 | 87.5489 | 876.4511 | 2259.5793 | 3136.0304 | -2259.5793 | 9900 | 0 | -1448.9803 | 0.99
2016-04-21 11:00 | 180000 | 50 | 0 | 200.4 | 150.4 | 200.4 | 560.32 | 3593.0447 | 240.519 | 723.481 | 240.519 | 3352.5257 | 3593.0447 | -3352.5257 | 9900 | 0 | -2259.5793 | 0.99
2016-04-21 12:00 | 180000 | 50 | 0 | 200.4 | 150.4 | 200.4 | 560.32 | 3847.4739 | 240.519 | 723.481 | 240.519 | 3606.9549 | 3847.4739 | -3606.9549 | 9900 | 0 | -3352.5257 | 0.99
2016-04-21 13:00 | 180000 | 50 | 0 | 200.4 | 150.4 | 200.4 | 560.32 | 3892.3948 | 240.519 | 723.481 | 240.519 | 3651.8759 | 3892.3948 | -3651.8759 | 9900 | 0 | -3606.9549 | 0.99
2016-04-21 14:00 | 180000 | 50 | 0 | 200.4 | 150.4 | 200.4 | 560.32 | 3791.5751 | 240.519 | 723.481 | 240.519 | 3551.0561 | 3791.5751 | -3551.0561 | 9900 | 0 | -3651.8759 | 0.99
2016-04-21 15:00 | 180000 | 50 | 0 | 200.4 | 150.4 | 200.4 | 560.32 | 3490.6807 | 240.519 | 723.481 | 240.519 | 3250.1617 | 3490.6807 | -3250.1617 | 9900 | 0 | -3551.0561 | 0.99
2016-04-21 16:00 | 180000 | 50 | 0 | 200.4 | 150.4 | 200.4 | 560.32 | 3003.8998 | 240.519 | 723.481 | 240.519 | 2763.3808 | 3003.8998 | -2763.3808 | 9900 | 0 | -3250.1617 | 0.99
2016-04-21 17:00 | 180000 | 50 | 0 | 200.4 | 150.4 | 200.4 | 560.32 | 2317.686 | 240.519 | 723.481 | 240.519 | 2077.1671 | 2317.686 | -2077.1671 | 9900 | 0 | -2763.3808 | 0.99
2016-04-21 18:00 | 180000 | 50 | 0 | 200.4 | 150.4 | 200.4 | 560.32 | 1517.6959 | 240.519 | 723.481 | 240.519 | 1277.1769 | 1517.6959 | -1277.1769 | 9900 | 0 | -2077.1671 | 0.99
2016-04-21 19:00 | 180000 | 50 | -50 | 0 | 150.4 | 0 | 0 | 160.6667 | -723.481 | 723.481 | -723.481 | 884.1477 | 634.0844 | -1357.5655 | 9900 | 0 | -1277.1769 | 0.99
2016-04-21 20:00 | 179950 | 50 | -16.6 | 33.4 | 0 | 33.4 | 93.3867 | 160.6667 | 160.6667 | 0 | 160.6667 | 0 | 399.8075 | -239.1408 | 9900 | 0 | -1357.5655 | 0.99
2016-04-21 21:00 | 179933.4 | 50 | -16.6 | 33.4 | 0 | 33.4 | 93.3867 | 160.6667 | 160.6667 | 0 | 160.6667 | 0 | 301.7604 | -141.0937 | 9900 | 0 | -239.1408 | 0.99
2016-04-21 22:00 | 179916.8 | 50 | -16.6 | 33.4 | 0 | 33.4 | 93.3867 | 160.6667 | 160.6667 | 0 | 160.6667 | 0 | 215.8817 | -55.215 | 9900 | 0 | -141.0937 | 0.99
2016-04-21 23:00 | 179900.2 | 50 | -16.6 | 33.4 | 0 | 33.4 | 93.3867 | 160.6667 | 160.6667 | 0 | 160.6667 | 0 | 166.9148 | -6.2482 | 9900 | 0 | -55.215 | 0.99
2016-04-22 | 179883.6 | 50 | -16.6 | 33.4 | 0 | 33.4 | 93.3867 | 160.6667 | 160.6667 | 0 | 160.6667 | 0 | 198.3692 | -37.7025 | 9900 | 0 | -6.2482 | 0.99
2016-04-22 01:00 | 179867 | 50 | -16.6 | 33.4 | 0 | 33.4 | 93.3867 | 160.6667 | 160.6667 | 0 | 160.6667 | 0 | 173.258 | -12.5913 | 9900 | 0 | -37.7025 | 0.99
2016-04-22 02:00 | 179850.4 | 50 | -16.6 | 33.4 | 0 | 33.4 | 93.3867 | 160.6667 | 160.6667 | 0 | 160.6667 | 0 | 197.1951 | -36.5285 | 9900 | 0 | -12.5913 | 0.99
2016-04-22 03:00 | 179833.8 | 50 | -16.6 | 33.4 | 0 | 33.4 | 93.3867 | 160.6667 | 160.6667 | 0 | 160.6667 | 0 | 140.1443 | 20.5224 | 9900 | 0 | -36.5285 | 0.99
2016-04-22 04:00 | 179817.2 | 50 | -16.6 | 33.4 | 0 | 33.4 | 93.3867 | 160.6667 | 160.6667 | 0 | 160.6667 | 0 | 125.4719 | 35.1948 | 9881.5298 | 20.5224 | 0 | 0.98815
2016-04-22 05:00 | 179800.6 | 50 | -16.6 | 33.4 | 0 | 33.4 | 93.3867 | 160.6667 | 160.6667 | 0 | 160.6667 | 0 | 142.7879 | 17.8788 | 9849.8545 | 35.1948 | 0 | 0.98499
2016-04-22 06:00 | 179784 | 50 | -16.6 | 33.4 | 0 | 33.4 | 93.3867 | 160.6667 | 160.6667 | 0 | 160.6667 | 0 | 88.7887 | 71.878 | 9833.7636 | 17.8788 | 0 | 0.98338
2016-04-22 07:00 | 179767.4 | 50 | -50 | 0 | 0 | 0 | 0 | 160.6667 | 0 | 0 | 0 | 160.6667 | 636.6503 | -636.6503 | 9769.0734 | 71.878 | 0 | 0.97691
2016-04-22 08:00 | 179717.4 | 50 | 150.4 | 200.4 | 0 | 200.4 | 560.32 | 1572.542 | 964 | 0 | 964 | 608.542 | 1572.542 | -608.542 | 9900 | -145.474 | -782.1243 | 0.99
2016-04-22 09:00 | 179867.8 | 50 | 132.2 | 200.4 | 0 | 200.4 | 560.32 | 2375.7573 | 964 | 0 | 964 | 1411.7573 | 2375.7573 | -1411.7573 | 9900 | 0 | -608.542 | 0.99
2016-04-22 10:00 | 180000 | 50 | 0 | 200.4 | 18.2 | 200.4 | 560.32 | 3117.9163 | 876.4511 | 87.5489 | 876.4511 | 2241.4652 | 3117.9163 | -2241.4652 | 9900 | 0 | -1411.7573 | 0.99
2016-04-22 11:00 | 180000 | 50 | 0 | 200.4 | 150.4 | 200.4 | 560.32 | 3576.5229 | 240.519 | 723.481 | 240.519 | 3336.004 | 3576.5229 | -3336.004 | 9900 | 0 | -2241.4652 | 0.99
2016-04-22 12:00 | 180000 | 50 | 0 | 200.4 | 150.4 | 200.4 | 560.32 | 3849.2242 | 240.519 | 723.481 | 240.519 | 3608.7052 | 3849.2242 | -3608.7052 | 9900 | 0 | -3336.004 | 0.99
2016-04-22 13:00 | 180000 | 50 | 0 | 200.4 | 150.4 | 200.4 | 560.32 | 3918.8829 | 240.519 | 723.481 | 240.519 | 3678.364 | 3918.8829 | -3678.364 | 9900 | 0 | -3608.7052 | 0.99
2016-04-22 14:00 | 180000 | 50 | 0 | 200.4 | 150.4 | 200.4 | 560.32 | 3739.7735 | 240.519 | 723.481 | 240.519 | 3499.2545 | 3739.7735 | -3499.2545 | 9900 | 0 | -3678.364 | 0.99
2016-04-22 15:00 | 180000 | 50 | 0 | 200.4 | 150.4 | 200.4 | 560.32 | 3399.7552 | 240.519 | 723.481 | 240.519 | 3159.2362 | 3399.7552 | -3159.2362 | 9900 | 0 | -3499.2545 | 0.99
2016-04-22 16:00 | 180000 | 50 | 0 | 200.4 | 150.4 | 200.4 | 560.32 | 2905.3439 | 240.519 | 723.481 | 240.519 | 2664.825 | 2905.3439 | -2664.825 | 9900 | 0 | -3159.2362 | 0.99
2016-04-22 17:00 | 180000 | 50 | 0 | 200.4 | 150.4 | 200.4 | 560.32 | 2313.2937 | 240.519 | 723.481 | 240.519 | 2072.7748 | 2313.2937 | -2072.7748 | 9900 | 0 | -2664.825 | 0.99
2016-04-22 18:00 | 180000 | 50 | 0 | 200.4 | 150.4 | 200.4 | 560.32 | 1480.1506 | 240.519 | 723.481 | 240.519 | 1239.6317 | 1480.1506 | -1239.6317 | 9900 | 0 | -2072.7748 | 0.99
2016-04-22 19:00 | 180000 | 50 | -50 | 0 | 150.4 | 0 | 0 | 160.6667 | -723.481 | 723.481 | -723.481 | 884.1477 | 508.3029 | -1231.784 | 9900 | 0 | -1239.6317 | 0.99
2016-04-22 20:00 | 179950 | 50 | -16.6 | 33.4 | 0 | 33.4 | 93.3867 | 160.6667 | 160.6667 | 0 | 160.6667 | 0 | 411.6767 | -251.0101 | 9900 | 0 | -1231.784 | 0.99
2016-04-22 21:00 | 179933.4 | 50 | -50 | 0 | 0 | 0 | 0 | 160.6667 | 0 | 0 | 0 | 160.6667 | 535.395 | -535.395 | 9900 | 0 | -251.0101 | 0.99
2016-04-22 22:00 | 179883.4 | 50 | -16.6 | 33.4 | 0 | 33.4 | 93.3867 | 160.6667 | 160.6667 | 0 | 160.6667 | 0 | 324.7522 | -164.0855 | 9900 | 0 | -535.395 | 0.99
2016-04-22 23:00 | 179866.8 | 50 | -16.6 | 33.4 | 0 | 33.4 | 93.3867 | 160.6667 | 160.6667 | 0 | 160.6667 | 0 | 147.5787 | 13.088 | 9900 | 0 | -164.0855 | 0.99
2016-04-23 | 179850.2 | 50 | -16.6 | 33.4 | 0 | 33.4 | 93.3867 | 160.6667 | 160.6667 | 0 | 160.6667 | 0 | 148.7562 | 11.9105 | 9888.2208 | 13.088 | 0 | 0.98882
2016-04-23 01:00 | 179833.6 | 50 | -16.6 | 33.4 | 0 | 33.4 | 93.3867 | 160.6667 | 160.6667 | 0 | 160.6667 | 0 | 39.8819 | 120.7848 | 9877.5013 | 11.9105 | 0 | 0.98775
2016-04-23 02:00 | 179817 | 50 | -16.6 | 33.4 | 0 | 33.4 | 93.3867 | 160.6667 | 160.6667 | 0 | 160.6667 | 0 | 88.5604 | 72.1063 | 9768.795 | 120.7848 | 0 | 0.97688
2016-04-23 03:00 | 179800.4 | 50 | -16.6 | 33.4 | 0 | 33.4 | 93.3867 | 160.6667 | 160.6667 | 0 | 160.6667 | 0 | 29.0372 | 131.6294 | 9703.8994 | 72.1063 | 0 | 0.97039
2016-04-23 04:00 | 179783.8 | 50 | -16.6 | 33.4 | 0 | 33.4 | 93.3867 | 160.6667 | 160.6667 | 0 | 160.6667 | 0 | 51.9048 | 108.7619 | 9585.4329 | 131.6294 | 0 | 0.95854
2016-04-23 05:00 | 179767.2 | 50 | -16.6 | 33.4 | 0 | 33.4 | 93.3867 | 160.6667 | 160.6667 | 0 | 160.6667 | 0 | 92.0335 | 68.6331 | 9487.5472 | 108.7619 | 0 | 0.94875
2016-04-23 06:00 | 179750.6 | 50 | -16.6 | 33.4 | 0 | 33.4 | 93.3867 | 160.6667 | 160.6667 | 0 | 160.6667 | 0 | 119.5382 | 41.1285 | 9425.7774 | 68.6331 | 0 | 0.94258
2016-04-23 07:00 | 179734 | 50 | -50 | 0 | 0 | 0 | 0 | 160.6667 | 0 | 0 | 0 | 160.6667 | 718.8553 | -718.8553 | 9388.7618 | 41.1285 | 0 | 0.93888
2016-04-23 08:00 | 179684 | 50 | 150.4 | 200.4 | 0 | 200.4 | 560.32 | 1596.6061 | 964 | 0 | 964 | 632.6061 | 1596.6061 | -632.6061 | 9900 | -568.0425 | -1286.8978 | 0.99
2016-04-23 09:00 | 179834.4 | 50 | 150.4 | 200.4 | 0 | 200.4 | 560.32 | 2413.3889 | 964 | 0 | 964 | 1449.3889 | 2413.3889 | -1449.3889 | 9900 | 0 | -632.6061 | 0.99
2016-04-23 10:00 | 179984.8 | 50 | 15.2 | 200.4 | 0 | 200.4 | 560.32 | 3110.2631 | 964 | 0 | 964 | 2146.2631 | 3110.2631 | -2146.2631 | 9900 | 0 | -1449.3889 | 0.99
2016-04-23 11:00 | 180000 | 50 | 0 | 200.4 | 135.2 | 200.4 | 560.32 | 3649.0404 | 313.6367 | 650.3633 | 313.6367 | 3335.4036 | 3649.0404 | -3335.4036 | 9900 | 0 | -2146.2631 | 0.99
2016-04-23 12:00 | 180000 | 50 | 0 | 200.4 | 150.4 | 200.4 | 560.32 | 4003.1121 | 240.519 | 723.481 | 240.519 | 3762.5931 | 4003.1121 | -3762.5931 | 9900 | 0 | -3335.4036 | 0.99
2016-04-23 13:00 | 180000 | 50 | 0 | 200.4 | 150.4 | 200.4 | 560.32 | 3451.5177 | 240.519 | 723.481 | 240.519 | 3210.9987 | 3451.5177 | -3210.9987 | 9900 | 0 | -3762.5931 | 0.99
2016-04-23 14:00 | 180000 | 50 | 0 | 200.4 | 150.4 | 200.4 | 560.32 | 4160.6516 | 240.519 | 723.481 | 240.519 | 3920.1327 | 4160.6516 | -3920.1327 | 9900 | 0 | -3210.9987 | 0.99
2016-04-23 15:00 | 180000 | 50 | 0 | 200.4 | 150.4 | 200.4 | 560.32 | 4068.7593 | 240.519 | 723.481 | 240.519 | 3828.2403 | 4068.7593 | -3828.2403 | 9900 | 0 | -3920.1327 | 0.99
2016-04-23 16:00 | 180000 | 50 | 0 | 200.4 | 150.4 | 200.4 | 560.32 | 3538.0688 | 240.519 | 723.481 | 240.519 | 3297.5498 | 3538.0688 | -3297.5498 | 9900 | 0 | -3828.2403 | 0.99
2016-04-23 17:00 | 180000 | 50 | 0 | 200.4 | 150.4 | 200.4 | 560.32 | 2100.4572 | 240.519 | 723.481 | 240.519 | 1859.9382 | 2100.4572 | -1859.9382 | 9900 | 0 | -3297.5498 | 0.99
2016-04-23 18:00 | 180000 | 50 | 0 | 200.4 | 150.4 | 200.4 | 560.32 | 2051.2538 | 240.519 | 723.481 | 240.519 | 1810.7349 | 2051.2538 | -1810.7349 | 9900 | 0 | -1859.9382 | 0.99
2016-04-23 19:00 | 180000 | 50 | 0 | 200.4 | 150.4 | 200.4 | 560.32 | 1081.993 | 240.519 | 723.481 | 240.519 | 841.474 | 1081.993 | -841.474 | 9900 | 0 | -1810.7349 | 0.99
2016-04-23 20:00 | 180000 | 50 | -50 | 0 | 150.4 | 0 | 0 | 160.6667 | -723.481 | 723.481 | -723.481 | 884.1477 | 818.3506 | -1541.8317 | 9900 | 0 | -841.474 | 0.99
2016-04-23 21:00 | 179950 | 50 | -50 | 0 | 0 | 0 | 0 | 160.6667 | 0 | 0 | 0 | 160.6667 | 581.7864 | -581.7864 | 9900 | 0 | -1541.8317 | 0.99
2016-04-23 22:00 | 179900 | 50 | -50 | 0 | 0 | 0 | 0 | 160.6667 | 0 | 0 | 0 | 160.6667 | 425.8146 | -425.8146 | 9900 | 0 | -581.7864 | 0.99
2016-04-23 23:00 | 179850 | 50 | -50 | 0 | 0 | 0 | 0 | 160.6667 | 0 | 0 | 0 | 160.6667 | 523.3474 | -523.3474 | 9900 | 0 | -425.8146 | 0.99
2016-04-24 | 179800 | 50 | -50 | 0 | 0 | 0 | 0 | 160.6667 | 0 | 0 | 0 | 160.6667 | 457.5533 | -457.5533 | 9900 | 0 | -523.3474 | 0.99
2016-04-24 01:00 | 179750 | 50 | -50 | 0 | 0 | 0 | 0 | 160.6667 | 0 | 0 | 0 | 160.6667 | 658.3639 | -658.3639 | 9900 | 0 | -457.5533 | 0.99
2016-04-24 02:00 | 179700 | 50 | -50 | 0 | 0 | 0 | 0 | 160.6667 | 0 | 0 | 0 | 160.6667 | 614.3291 | -614.3291 | 9900 | 0 | -658.3639 | 0.99
2016-04-24 03:00 | 179650 | 50 | -16.6 | 33.4 | 0 | 33.4 | 93.3867 | 160.6667 | 160.6667 | 0 | 160.6667 | 0 | 323.5816 | -162.9149 | 9900 | 0 | -614.3291 | 0.99
2016-04-24 04:00 | 179633.4 | 50 | -16.6 | 33.4 | 0 | 33.4 | 93.3867 | 160.6667 | 160.6667 | 0 | 160.6667 | 0 | 282.3189 | -121.6522 | 9900 | 0 | -162.9149 | 0.99
2016-04-24 05:00 | 179616.8 | 50 | -50 | 0 | 0 | 0 | 0 | 160.6667 | 0 | 0 | 0 | 160.6667 | 743.1991 | -743.1991 | 9900 | 0 | -121.6522 | 0.99
2016-04-24 06:00 | 179566.8 | 50 | -50 | 0 | 0 | 0 | 0 | 160.6667 | 0 | 0 | 0 | 160.6667 | 483.9187 | -483.9187 | 9900 | 0 | -743.1991 | 0.99
2016-04-24 07:00 | 179516.8 | 50 | -50 | 0 | 0 | 0 | 0 | 160.6667 | 0 | 0 | 0 | 160.6667 | 937.245 | -937.245 | 9900 | 0 | -483.9187 | 0.99
2016-04-24 08:00 | 179466.8 | 50 | 150.4 | 200.4 | 0 | 200.4 | 560.32 | 2036.9354 | 964 | 0 | 964 | 1072.9354 | 2036.9354 | -1072.9354 | 9900 | 0 | -937.245 | 0.99
2016-04-24 09:00 | 179617.2 | 50 | 150.4 | 200.4 | 0 | 200.4 | 560.32 | 3176.759 | 964 | 0 | 964 | 2212.759 | 3176.759 | -2212.759 | 9900 | 0 | -1072.9354 | 0.99
2016-04-24 10:00 | 179767.6 | 50 | 150.4 | 200.4 | 0 | 200.4 | 560.32 | 3956.3761 | 964 | 0 | 964 | 2992.3761 | 3956.3761 | -2992.3761 | 9900 | 0 | -2212.759 | 0.99
2016-04-24 11:00 | 179918 | 50 | 82 | 200.4 | 0 | 200.4 | 560.32 | 4480.2026 | 964 | 0 | 964 | 3516.2026 | 4480.2026 | -3516.2026 | 9900 | 0 | -2992.3761 | 0.99
2016-04-24 12:00 | 180000 | 50 | 0 | 200.4 | 68.4 | 200.4 | 560.32 | 4783.281 | 634.9701 | 329.0299 | 634.9701 | 4148.311 | 4783.281 | -4148.311 | 9900 | 0 | -3516.2026 | 0.99
2016-04-24 13:00 | 180000 | 50 | 0 | 200.4 | 150.4 | 200.4 | 560.32 | 4857.6952 | 240.519 | 723.481 | 240.519 | 4617.1762 | 4857.6952 | -4617.1762 | 9900 | 0 | -4148.311 | 0.99
2016-04-24 14:00 | 180000 | 50 | 0 | 200.4 | 150.4 | 200.4 | 560.32 | 4698.3738 | 240.519 | 723.481 | 240.519 | 4457.8549 | 4698.3738 | -4457.8549 | 9900 | 0 | -4617.1762 | 0.99
2016-04-24 15:00 | 180000 | 50 | 0 | 200.4 | 150.4 | 200.4 | 560.32 | 4316.1745 | 240.519 | 723.481 | 240.519 | 4075.6555 | 4316.1745 | -4075.6555 | 9900 | 0 | -4457.8549 | 0.99
2016-04-24 16:00 | 180000 | 50 | 0 | 200.4 | 150.4 | 200.4 | 560.32 | 3737.1434 | 240.519 | 723.481 | 240.519 | 3496.6245 | 3737.1434 | -3496.6245 | 9900 | 0 | -4075.6555 | 0.99
2016-04-24 17:00 | 180000 | 50 | 0 | 200.4 | 150.4 | 200.4 | 560.32 | 3000.7406 | 240.519 | 723.481 | 240.519 | 2760.2216 | 3000.7406 | -2760.2216 | 9900 | 0 | -3496.6245 | 0.99
2016-04-24 18:00 | 180000 | 50 | 0 | 200.4 | 150.4 | 200.4 | 560.32 | 2157.1507 | 240.519 | 723.481 | 240.519 | 1916.6317 | 2157.1507 | -1916.6317 | 9900 | 0 | -2760.2216 | 0.99
2016-04-24 19:00 | 180000 | 50 | 0 | 200.4 | 150.4 | 200.4 | 560.32 | 1261.8882 | 240.519 | 723.481 | 240.519 | 1021.3692 | 1261.8882 | -1021.3692 | 9900 | 0 | -1916.6317 | 0.99
2016-04-24 20:00 | 180000 | 50 | 0 | 200.4 | 150.4 | 200.4 | 560.32 | 966.4791 | 240.519 | 723.481 | 240.519 | 725.9601 | 966.4791 | -725.9601 | 9900 | 0 | -1021.3692 | 0.99
2016-04-24 21:00 | 180000 | 50 | -50 | 0 | 150.4 | 0 | 0 | 160.6667 | -723.481 | 723.481 | -723.481 | 884.1477 | 910.5195 | -1634.0005 | 9900 | 0 | -725.9601 | 0.99
2016-04-24 22:00 | 179950 | 50 | -50 | 0 | 0 | 0 | 0 | 160.6667 | 0 | 0 | 0 | 160.6667 | 917.2295 | -917.2295 | 9900 | 0 | -1634.0005 | 0.99
2016-04-24 23:00 | 179900 | 50 | -50 | 0 | 0 | 0 | 0 | 160.6667 | 0 | 0 | 0 | 160.6667 | 703.3644 | -703.3644 | 9900 | 0 | -917.2295 | 0.99
2016-04-25 | 179850 | 50 | -50 | 0 | 0 | 0 | 0 | 160.6667 | 0 | 0 | 0 | 160.6667 | 675.6812 | -675.6812 | 9900 | 0 | -703.3644 | 0.99
2016-04-25 01:00 | 179800 | 50 | -50 | 0 | 0 | 0 | 0 | 160.6667 | 0 | 0 | 0 | 160.6667 | 742.1926 | -742.1926 | 9900 | 0 | -675.6812 | 0.99
2016-04-25 02:00 | 179750 | 50 | -50 | 0 | 0 | 0 | 0 | 160.6667 | 0 | 0 | 0 | 160.6667 | 681.4272 | -681.4272 | 9900 | 0 | -742.1926 | 0.99
2016-04-25 03:00 | 179700 | 50 | -50 | 0 | 0 | 0 | 0 | 160.6667 | 0 | 0 | 0 | 160.6667 | 641.126 | -641.126 | 9900 | 0 | -681.4272 | 0.99
2016-04-25 04:00 | 179650 | 50 | -50 | 0 | 0 | 0 | 0 | 160.6667 | 0 | 0 | 0 | 160.6667 | 918.2251 | -918.2251 | 9900 | 0 | -641.126 | 0.99
2016-04-25 05:00 | 179600 | 50 | 150.4 | 200.4 | 0 | 200.4 | 560.32 | 1000 | 964 | 0 | 964 | 36 | 1000 | -36 | 9900 | 0 | -918.2251 | 0.99
2016-04-25 06:00 | 179750.4 | 50 | 150.4 | 200.4 | 0 | 200.4 | 560.32 | 1000 | 964 | 0 | 964 | 36 | 1000 | -36 | 9900 | 0 | -36 | 0.99
2016-04-25 07:00 | 179900.8 | 50 | 99.2 | 200.4 | 0 | 200.4 | 560.32 | 1573.0824 | 964 | 0 | 964 | 609.0824 | 1573.0824 | -609.0824 | 9900 | 0 | -36 | 0.99
2016-04-25 08:00 | 180000 | 50 | 0 | 200.4 | 51.2 | 200.4 | 560.32 | 2474.0967 | 717.7086 | 246.2914 | 717.7086 | 1756.3882 | 2474.0967 | -1756.3882 | 9900 | 0 | -609.0824 | 0.99
2016-04-25 09:00 | 180000 | 50 | 0 | 200.4 | 150.4 | 200.4 | 560.32 | 3290.0823 | 240.519 | 723.481 | 240.519 | 3049.5633 | 3290.0823 | -3049.5633 | 9900 | 0 | -1756.3882 | 0.99
2016-04-25 10:00 | 180000 | 50 | 0 | 200.4 | 150.4 | 200.4 | 560.32 | 3974.5499 | 240.519 | 723.481 | 240.519 | 3734.0309 | 3974.5499 | -3734.0309 | 9900 | 0 | -3049.5633 | 0.99
2016-04-25 11:00 | 180000 | 50 | 0 | 200.4 | 150.4 | 200.4 | 560.32 | 4485.5104 | 240.519 | 723.481 | 240.519 | 4244.9914 | 4485.5104 | -4244.9914 | 9900 | 0 | -3734.0309 | 0.99
2016-04-25 12:00 | 180000 | 50 | 0 | 200.4 | 150.4 | 200.4 | 560.32 | 4788.5835 | 240.519 | 723.481 | 240.519 | 4548.0645 | 4788.5835 | -4548.0645 | 9900 | 0 | -4244.9914 | 0.99
2016-04-25 13:00 | 180000 | 50 | 0 | 200.4 | 150.4 | 200.4 | 560.32 | 4860.7934 | 240.519 | 723.481 | 240.519 | 4620.2744 | 4860.7934 | -4620.2744 | 9900 | 0 | -4548.0645 | 0.99
2016-04-25 14:00 | 180000 | 50 | 0 | 200.4 | 150.4 | 200.4 | 560.32 | 4674.7434 | 240.519 | 723.481 | 240.519 | 4434.2245 | 4674.7434 | -4434.2245 | 9900 | 0 | -4620.2744 | 0.99
2016-04-25 15:00 | 180000 | 50 | 0 | 200.4 | 150.4 | 200.4 | 560.32 | 3492.8737 | 240.519 | 723.481 | 240.519 | 3252.3547 | 3492.8737 | -3252.3547 | 9900 | 0 | -4434.2245 | 0.99
2016-04-25 16:00 | 180000 | 50 | 0 | 200.4 | 150.4 | 200.4 | 560.32 | 2866.8596 | 240.519 | 723.481 | 240.519 | 2626.3406 | 2866.8596 | -2626.3406 | 9900 | 0 | -3252.3547 | 0.99
2016-04-25 17:00 | 180000 | 50 | 0 | 200.4 | 150.4 | 200.4 | 560.32 | 1463.9624 | 240.519 | 723.481 | 240.519 | 1223.4434 | 1463.9624 | -1223.4434 | 9900 | 0 | -2626.3406 | 0.99
2016-04-25 18:00 | 180000 | 50 | 0 | 200.4 | 150.4 | 200.4 | 560.32 | 1182.8677 | 240.519 | 723.481 | 240.519 | 942.3487 | 1182.8677 | -942.3487 | 9900 | 0 | -1223.4434 | 0.99
2016-04-25 19:00 | 180000 | 50 | -16.6 | 33.4 | 150.4 | 33.4 | 93.3867 | 160.6667 | -562.8144 | 723.481 | -562.8144 | 723.481 | 477.7479 | -1040.5622 | 9900 | 0 | -942.3487 | 0.99
2016-04-25 20:00 | 179983.4 | 50 | -50 | 0 | 0 | 0 | 0 | 160.6667 | 0 | 0 | 0 | 160.6667 | 952.6298 | -952.6298 | 9900 | 0 | -1040.5622 | 0.99
2016-04-25 21:00 | 179933.4 | 50 | -50 | 0 | 0 | 0 | 0 | 160.6667 | 0 | 0 | 0 | 160.6667 | 677.3494 | -677.3494 | 9900 | 0 | -952.6298 | 0.99
2016-04-25 22:00 | 179883.4 | 50 | -16.6 | 33.4 | 0 | 33.4 | 93.3867 | 160.6667 | 160.6667 | 0 | 160.6667 | 0 | 21.0264 | 139.6403 | 9900 | 0 | -677.3494 | 0.99
2016-04-25 23:00 | 179866.8 | 50 | -16.6 | 33.4 | 0 | 33.4 | 93.3867 | 160.6667 | 160.6667 | 0 | 160.6667 | 0 | 4.9593 | 155.7074 | 9774.3238 | 139.6403 | 0 | 0.97743
2016-04-26 | 179850.2 | 50 | -16.6 | 33.4 | 0 | 33.4 | 93.3867 | 160.6667 | 160.6667 | 0 | 160.6667 | 0 | 0.40606 | 160.2606 | 9634.1871 | 155.7074 | 0 | 0.96342
2016-04-26 01:00 | 179833.6 | 50 | -16.6 | 33.4 | 0 | 33.4 | 93.3867 | 160.6667 | 160.6667 | 0 | 160.6667 | 0 | 4.1143 | 156.5524 | 9489.9526 | 160.2606 | 0 | 0.949
2016-04-26 02:00 | 179817 | 50 | -16.6 | 33.4 | 0 | 33.4 | 93.3867 | 160.6667 | 160.6667 | 0 | 160.6667 | 0 | 0.67734 | 159.9893 | 9349.0555 | 156.5524 | 0 | 0.93491
2016-04-26 03:00 | 179800.4 | 50 | -16.6 | 33.4 | 0 | 33.4 | 93.3867 | 160.6667 | 160.6667 | 0 | 160.6667 | 0 | 0.73261 | 159.9341 | 9205.0651 | 159.9893 | 0 | 0.92051
2016-04-26 04:00 | 179783.8 | 50 | -16.6 | 33.4 | 0 | 33.4 | 93.3867 | 160.6667 | 160.6667 | 0 | 160.6667 | 0 | 3.1908 | 157.4759 | 9061.1244 | 159.9341 | 0 | 0.90611
2016-04-26 05:00 | 179767.2 | 50 | -16.6 | 33.4 | 0 | 33.4 | 93.3867 | 160.6667 | 160.6667 | 0 | 160.6667 | 0 | 1.8182 | 158.8485 | 8919.3961 | 157.4759 | 0 | 0.89194
2016-04-26 06:00 | 179750.6 | 50 | -16.6 | 33.4 | 0 | 33.4 | 93.3867 | 160.6667 | 160.6667 | 0 | 160.6667 | 0 | 76.1597 | 84.5069 | 8776.4325 | 158.8485 | 0 | 0.87764
2016-04-26 07:00 | 179734 | 50 | 150.4 | 200.4 | 0 | 200.4 | 560.32 | 972.9965 | 964 | 0 | 964 | 8.9965 | 972.9965 | -8.9965 | 8700.3762 | 84.5069 | 0 | 0.87004
2016-04-26 08:00 | 179884.4 | 50 | 115.6 | 200.4 | 0 | 200.4 | 560.32 | 1087.405 | 964 | 0 | 964 | 123.405 | 1087.405 | -123.405 | 8708.4731 | -8.9965 | 0 | 0.87085
2016-04-26 09:00 | 180000 | 50 | 0 | 200.4 | 34.8 | 200.4 | 560.32 | 2475.7194 | 796.5988 | 167.4012 | 796.5988 | 1679.1206 | 2475.7194 | -1679.1206 | 8819.5376 | -123.405 | 0 | 0.88195
2016-04-26 10:00 | 180000 | 50 | 0 | 200.4 | 150.4 | 200.4 | 560.32 | 3443.4559 | 240.519 | 723.481 | 240.519 | 3202.937 | 3443.4559 | -3202.937 | 9900 | -1200.5138 | -2879.6344 | 0.99
2016-04-26 11:00 | 180000 | 50 | 0 | 200.4 | 150.4 | 200.4 | 560.32 | 4294.0834 | 240.519 | 723.481 | 240.519 | 4053.5644 | 4294.0834 | -4053.5644 | 9900 | 0 | -3202.937 | 0.99
2016-04-26 12:00 | 180000 | 50 | 0 | 200.4 | 150.4 | 200.4 | 560.32 | 4581.2867 | 240.519 | 723.481 | 240.519 | 4340.7677 | 4581.2867 | -4340.7677 | 9900 | 0 | -4053.5644 | 0.99
2016-04-26 13:00 | 180000 | 50 | 0 | 200.4 | 150.4 | 200.4 | 560.32 | 4663.4525 | 240.519 | 723.481 | 240.519 | 4422.9336 | 4663.4525 | -4422.9336 | 9900 | 0 | -4340.7677 | 0.99
2016-04-26 14:00 | 180000 | 50 | 0 | 200.4 | 150.4 | 200.4 | 560.32 | 4533.4897 | 240.519 | 723.481 | 240.519 | 4292.9708 | 4533.4897 | -4292.9708 | 9900 | 0 | -4422.9336 | 0.99
2016-04-26 15:00 | 180000 | 50 | 0 | 200.4 | 150.4 | 200.4 | 560.32 | 4077.9335 | 240.519 | 723.481 | 240.519 | 3837.4145 | 4077.9335 | -3837.4145 | 9900 | 0 | -4292.9708 | 0.99
2016-04-26 16:00 | 180000 | 50 | 0 | 200.4 | 150.4 | 200.4 | 560.32 | 3541.4991 | 240.519 | 723.481 | 240.519 | 3300.9802 | 3541.4991 | -3300.9802 | 9900 | 0 | -3837.4145 | 0.99
2016-04-26 17:00 | 180000 | 50 | 0 | 200.4 | 150.4 | 200.4 | 560.32 | 2779.0849 | 240.519 | 723.481 | 240.519 | 2538.5659 | 2779.0849 | -2538.5659 | 9900 | 0 | -3300.9802 | 0.99
2016-04-26 18:00 | 180000 | 50 | 0 | 200.4 | 150.4 | 200.4 | 560.32 | 1993.5339 | 240.519 | 723.481 | 240.519 | 1753.0149 | 1993.5339 | -1753.0149 | 9900 | 0 | -2538.5659 | 0.99
2016-04-26 19:00 | 180000 | 50 | 0 | 200.4 | 150.4 | 200.4 | 560.32 | 1105.7849 | 240.519 | 723.481 | 240.519 | 865.2659 | 1105.7849 | -865.2659 | 9900 | 0 | -1753.0149 | 0.99
2016-04-26 20:00 | 180000 | 50 | -50 | 0 | 150.4 | 0 | 0 | 160.6667 | -723.481 | 723.481 | -723.481 | 884.1477 | 759.3701 | -1482.8512 | 9900 | 0 | -865.2659 | 0.99
2016-04-26 21:00 | 179950 | 50 | -50 | 0 | 0 | 0 | 0 | 160.6667 | 0 | 0 | 0 | 160.6667 | 733.6039 | -733.6039 | 9900 | 0 | -1482.8512 | 0.99
2016-04-26 22:00 | 179900 | 50 | -50 | 0 | 0 | 0 | 0 | 160.6667 | 0 | 0 | 0 | 160.6667 | 962.9654 | -962.9654 | 9900 | 0 | -733.6039 | 0.99
2016-04-26 23:00 | 179850 | 50 | -50 | 0 | 0 | 0 | 0 | 160.6667 | 0 | 0 | 0 | 160.6667 | 929.8269 | -929.8269 | 9900 | 0 | -962.9654 | 0.99
2016-04-27 | 179800 | 50 | 150.4 | 200.4 | 0 | 200.4 | 560.32 | 980.671 | 964 | 0 | 964 | 16.671 | 980.671 | -16.671 | 9900 | 0 | -929.8269 | 0.99
2016-04-27 01:00 | 179950.4 | 50 | 49.6 | 200.4 | 0 | 200.4 | 560.32 | 1000 | 964 | 0 | 964 | 36 | 1000 | -36 | 9900 | 0 | -16.671 | 0.99
2016-04-27 02:00 | 180000 | 50 | 0 | 200.4 | 100.8 | 200.4 | 560.32 | 1000 | 479.1138 | 484.8862 | 479.1138 | 520.8862 | 1000 | -520.8862 | 9900 | 0 | -36 | 0.99
2016-04-27 03:00 | 180000 | 50 | 0 | 200.4 | 150.4 | 200.4 | 560.32 | 1000 | 240.519 | 723.481 | 240.519 | 759.481 | 1000 | -759.481 | 9900 | 0 | -520.8862 | 0.99
2016-04-27 04:00 | 180000 | 50 | 0 | 200.4 | 150.4 | 200.4 | 560.32 | 1000 | 240.519 | 723.481 | 240.519 | 759.481 | 1000 | -759.481 | 9900 | 0 | -759.481 | 0.99
2016-04-27 05:00 | 180000 | 50 | 0 | 200.4 | 150.4 | 200.4 | 560.32 | 1000 | 240.519 | 723.481 | 240.519 | 759.481 | 1000 | -759.481 | 9900 | 0 | -759.481 | 0.99
2016-04-27 06:00 | 180000 | 50 | 0 | 200.4 | 150.4 | 200.4 | 560.32 | 999.3961 | 240.519 | 723.481 | 240.519 | 758.8771 | 999.3961 | -758.8771 | 9900 | 0 | -759.481 | 0.99
2016-04-27 07:00 | 180000 | 50 | 0 | 200.4 | 150.4 | 200.4 | 560.32 | 1609.156 | 240.519 | 723.481 | 240.519 | 1368.6371 | 1609.156 | -1368.6371 | 9900 | 0 | -758.8771 | 0.99
2016-04-27 08:00 | 180000 | 50 | 0 | 200.4 | 150.4 | 200.4 | 560.32 | 2484.7707 | 240.519 | 723.481 | 240.519 | 2244.2518 | 2484.7707 | -2244.2518 | 9900 | 0 | -1368.6371 | 0.99
2016-04-27 09:00 | 180000 | 50 | 0 | 200.4 | 150.4 | 200.4 | 560.32 | 3301.0263 | 240.519 | 723.481 | 240.519 | 3060.5073 | 3301.0263 | -3060.5073 | 9900 | 0 | -2244.2518 | 0.99
2016-04-27 10:00 | 180000 | 50 | 0 | 200.4 | 150.4 | 200.4 | 560.32 | 3865.1191 | 240.519 | 723.481 | 240.519 | 3624.6001 | 3865.1191 | -3624.6001 | 9900 | 0 | -3060.5073 | 0.99
2016-04-27 11:00 | 180000 | 50 | 0 | 200.4 | 150.4 | 200.4 | 560.32 | 4356.2648 | 240.519 | 723.481 | 240.519 | 4115.7458 | 4356.2648 | -4115.7458 | 9900 | 0 | -3624.6001 | 0.99
2016-04-27 12:00 | 180000 | 50 | 0 | 200.4 | 150.4 | 200.4 | 560.32 | 4714.9558 | 240.519 | 723.481 | 240.519 | 4474.4368 | 4714.9558 | -4474.4368 | 9900 | 0 | -4115.7458 | 0.99
2016-04-27 13:00 | 180000 | 50 | 0 | 200.4 | 150.4 | 200.4 | 560.32 | 3509.7152 | 240.519 | 723.481 | 240.519 | 3269.1963 | 3509.7152 | -3269.1963 | 9900 | 0 | -4474.4368 | 0.99
2016-04-27 14:00 | 180000 | 50 | 0 | 200.4 | 150.4 | 200.4 | 560.32 | 3677.7754 | 240.519 | 723.481 | 240.519 | 3437.2565 | 3677.7754 | -3437.2565 | 9900 | 0 | -3269.1963 | 0.99
2016-04-27 15:00 | 180000 | 50 | 0 | 200.4 | 150.4 | 200.4 | 560.32 | 4282.3352 | 240.519 | 723.481 | 240.519 | 4041.8162 | 4282.3352 | -4041.8162 | 9900 | 0 | -3437.2565 | 0.99
2016-04-27 16:00 | 180000 | 50 | 0 | 200.4 | 150.4 | 200.4 | 560.32 | 3717.3632 | 240.519 | 723.481 | 240.519 | 3476.8442 | 3717.3632 | -3476.8442 | 9900 | 0 | -4041.8162 | 0.99
2016-04-27 17:00 | 180000 | 50 | 0 | 200.4 | 150.4 | 200.4 | 560.32 | 3013.4666 | 240.519 | 723.481 | 240.519 | 2772.9476 | 3013.4666 | -2772.9476 | 9900 | 0 | -3476.8442 | 0.99
2016-04-27 18:00 | 180000 | 50 | 0 | 200.4 | 150.4 | 200.4 | 560.32 | 1520.5953 | 240.519 | 723.481 | 240.519 | 1280.0763 | 1520.5953 | -1280.0763 | 9900 | 0 | -2772.9476 | 0.99
2016-04-27 19:00 | 180000 | 50 | 0 | 200.4 | 150.4 | 200.4 | 560.32 | 1287.4065 | 240.519 | 723.481 | 240.519 | 1046.8876 | 1287.4065 | -1046.8876 | 9900 | 0 | -1280.0763 | 0.99
2016-04-27 20:00 | 180000 | 50 | 0 | 200.4 | 150.4 | 200.4 | 560.32 | 1000 | 240.519 | 723.481 | 240.519 | 759.481 | 1000 | -759.481 | 9900 | 0 | -1046.8876 | 0.99
2016-04-27 21:00 | 180000 | 50 | 0 | 200.4 | 150.4 | 200.4 | 560.32 | 1000 | 240.519 | 723.481 | 240.519 | 759.481 | 1000 | -759.481 | 9900 | 0 | -759.481 | 0.99
2016-04-27 22:00 | 180000 | 50 | 0 | 200.4 | 150.4 | 200.4 | 560.32 | 1000 | 240.519 | 723.481 | 240.519 | 759.481 | 1000 | -759.481 | 9900 | 0 | -759.481 | 0.99
2016-04-27 23:00 | 180000 | 50 | 0 | 200.4 | 150.4 | 200.4 | 560.32 | 1000 | 240.519 | 723.481 | 240.519 | 759.481 | 1000 | -759.481 | 9900 | 0 | -759.481 | 0.99
2016-04-28 | 180000 | 50 | 0 | 200.4 | 150.4 | 200.4 | 560.32 | 1000 | 240.519 | 723.481 | 240.519 | 759.481 | 1000 | -759.481 | 9900 | 0 | -759.481 | 0.99
2016-04-28 01:00 | 180000 | 50 | 0 | 200.4 | 150.4 | 200.4 | 560.32 | 1000 | 240.519 | 723.481 | 240.519 | 759.481 | 1000 | -759.481 | 9900 | 0 | -759.481 | 0.99
2016-04-28 02:00 | 180000 | 50 | 0 | 200.4 | 150.4 | 200.4 | 560.32 | 1000 | 240.519 | 723.481 | 240.519 | 759.481 | 1000 | -759.481 | 9900 | 0 | -759.481 | 0.99
2016-04-28 03:00 | 180000 | 50 | 0 | 200.4 | 150.4 | 200.4 | 560.32 | 1000 | 240.519 | 723.481 | 240.519 | 759.481 | 1000 | -759.481 | 9900 | 0 | -759.481 | 0.99
2016-04-28 04:00 | 180000 | 50 | 0 | 200.4 | 150.4 | 200.4 | 560.32 | 998.9466 | 240.519 | 723.481 | 240.519 | 758.4276 | 998.9466 | -758.4276 | 9900 | 0 | -759.481 | 0.99
2016-04-28 05:00 | 180000 | 50 | 0 | 200.4 | 150.4 | 200.4 | 560.32 | 996.7771 | 240.519 | 723.481 | 240.519 | 756.2581 | 996.7771 | -756.2581 | 9900 | 0 | -758.4276 | 0.99
2016-04-28 06:00 | 180000 | 50 | -50 | 0 | 150.4 | 0 | 0 | 160.6667 | -723.481 | 723.481 | -723.481 | 884.1477 | 942.8571 | -1666.3382 | 9900 | 0 | -756.2581 | 0.99
2016-04-28 07:00 | 179950 | 50 | 50 | 200.4 | 0 | 200.4 | 560.32 | 1612.3451 | 964 | 0 | 964 | 648.3451 | 1612.3451 | -648.3451 | 9900 | 0 | -1666.3382 | 0.99
2016-04-28 08:00 | 180000 | 50 | 0 | 200.4 | 100.4 | 200.4 | 560.32 | 2485.3907 | 481.0379 | 482.9621 | 481.0379 | 2004.3528 | 2485.3907 | -2004.3528 | 9900 | 0 | -648.3451 | 0.99
2016-04-28 09:00 | 180000 | 50 | 0 | 200.4 | 150.4 | 200.4 | 560.32 | 3279.1865 | 240.519 | 723.481 | 240.519 | 3038.6676 | 3279.1865 | -3038.6676 | 9900 | 0 | -2004.3528 | 0.99
2016-04-28 10:00 | 180000 | 50 | 0 | 200.4 | 150.4 | 200.4 | 560.32 | 3956.7553 | 240.519 | 723.481 | 240.519 | 3716.2363 | 3956.7553 | -3716.2363 | 9900 | 0 | -3038.6676 | 0.99
2016-04-28 11:00 | 180000 | 50 | 0 | 200.4 | 150.4 | 200.4 | 560.32 | 4505.1211 | 240.519 | 723.481 | 240.519 | 4264.6022 | 4505.1211 | -4264.6022 | 9900 | 0 | -3716.2363 | 0.99
2016-04-28 12:00 | 180000 | 50 | 0 | 200.4 | 150.4 | 200.4 | 560.32 | 4807.1385 | 240.519 | 723.481 | 240.519 | 4566.6196 | 4807.1385 | -4566.6196 | 9900 | 0 | -4264.6022 | 0.99
2016-04-28 13:00 | 180000 | 50 | 0 | 200.4 | 150.4 | 200.4 | 560.32 | 4878.6355 | 240.519 | 723.481 | 240.519 | 4638.1166 | 4878.6355 | -4638.1166 | 9900 | 0 | -4566.6196 | 0.99
2016-04-28 14:00 | 180000 | 50 | 0 | 200.4 | 150.4 | 200.4 | 560.32 | 3733.3524 | 240.519 | 723.481 | 240.519 | 3492.8334 | 3733.3524 | -3492.8334 | 9900 | 0 | -4638.1166 | 0.99
2016-04-28 15:00 | 180000 | 50 | 0 | 200.4 | 150.4 | 200.4 | 560.32 | 4335.3184 | 240.519 | 723.481 | 240.519 | 4094.7995 | 4335.3184 | -4094.7995 | 9900 | 0 | -3492.8334 | 0.99
2016-04-28 16:00 | 180000 | 50 | 0 | 200.4 | 150.4 | 200.4 | 560.32 | 3757.5305 | 240.519 | 723.481 | 240.519 | 3517.0115 | 3757.5305 | -3517.0115 | 9900 | 0 | -4094.7995 | 0.99
2016-04-28 17:00 | 180000 | 50 | 0 | 200.4 | 150.4 | 200.4 | 560.32 | 3023.718 | 240.519 | 723.481 | 240.519 | 2783.199 | 3023.718 | -2783.199 | 9900 | 0 | -3517.0115 | 0.99
2016-04-28 18:00 | 180000 | 50 | 0 | 200.4 | 150.4 | 200.4 | 560.32 | 2183.889 | 240.519 | 723.481 | 240.519 | 1943.37 | 2183.889 | -1943.37 | 9900 | 0 | -2783.199 | 0.99
2016-04-28 19:00 | 180000 | 50 | 0 | 200.4 | 150.4 | 200.4 | 560.32 | 1295.2765 | 240.519 | 723.481 | 240.519 | 1054.7575 | 1295.2765 | -1054.7575 | 9900 | 0 | -1943.37 | 0.99
2016-04-28 20:00 | 180000 | 50 | 0 | 200.4 | 150.4 | 200.4 | 560.32 | 1000 | 240.519 | 723.481 | 240.519 | 759.481 | 1000 | -759.481 | 9900 | 0 | -1054.7575 | 0.99
2016-04-28 21:00 | 180000 | 50 | 0 | 200.4 | 150.4 | 200.4 | 560.32 | 1000 | 240.519 | 723.481 | 240.519 | 759.481 | 1000 | -759.481 | 9900 | 0 | -759.481 | 0.99
2016-04-28 22:00 | 180000 | 50 | 0 | 200.4 | 150.4 | 200.4 | 560.32 | 1000 | 240.519 | 723.481 | 240.519 | 759.481 | 1000 | -759.481 | 9900 | 0 | -759.481 | 0.99
2016-04-28 23:00 | 180000 | 50 | 0 | 200.4 | 150.4 | 200.4 | 560.32 | 1000 | 240.519 | 723.481 | 240.519 | 759.481 | 1000 | -759.481 | 9900 | 0 | -759.481 | 0.99
2016-04-29 | 180000 | 50 | 0 | 200.4 | 150.4 | 200.4 | 560.32 | 1000 | 240.519 | 723.481 | 240.519 | 759.481 | 1000 | -759.481 | 9900 | 0 | -759.481 | 0.99
2016-04-29 01:00 | 180000 | 50 | 0 | 200.4 | 150.4 | 200.4 | 560.32 | 1000 | 240.519 | 723.481 | 240.519 | 759.481 | 1000 | -759.481 | 9900 | 0 | -759.481 | 0.99
2016-04-29 02:00 | 180000 | 50 | 0 | 200.4 | 150.4 | 200.4 | 560.32 | 1000 | 240.519 | 723.481 | 240.519 | 759.481 | 1000 | -759.481 | 9900 | 0 | -759.481 | 0.99
2016-04-29 03:00 | 180000 | 50 | 0 | 200.4 | 150.4 | 200.4 | 560.32 | 1000 | 240.519 | 723.481 | 240.519 | 759.481 | 1000 | -759.481 | 9900 | 0 | -759.481 | 0.99
2016-04-29 04:00 | 180000 | 50 | 0 | 200.4 | 150.4 | 200.4 | 560.32 | 1000 | 240.519 | 723.481 | 240.519 | 759.481 | 1000 | -759.481 | 9900 | 0 | -759.481 | 0.99
2016-04-29 05:00 | 180000 | 50 | 0 | 200.4 | 150.4 | 200.4 | 560.32 | 1000 | 240.519 | 723.481 | 240.519 | 759.481 | 1000 | -759.481 | 9900 | 0 | -759.481 | 0.99
2016-04-29 06:00 | 180000 | 50 | 0 | 200.4 | 150.4 | 200.4 | 560.32 | 1000 | 240.519 | 723.481 | 240.519 | 759.481 | 1000 | -759.481 | 9900 | 0 | -759.481 | 0.99
2016-04-29 07:00 | 180000 | 50 | 0 | 200.4 | 150.4 | 200.4 | 560.32 | 1652.335 | 240.519 | 723.481 | 240.519 | 1411.8161 | 1652.335 | -1411.8161 | 9900 | 0 | -759.481 | 0.99
2016-04-29 08:00 | 180000 | 50 | 0 | 200.4 | 150.4 | 200.4 | 560.32 | 2362.7533 | 240.519 | 723.481 | 240.519 | 2122.2343 | 2362.7533 | -2122.2343 | 9900 | 0 | -1411.8161 | 0.99
2016-04-29 09:00 | 180000 | 50 | 0 | 200.4 | 150.4 | 200.4 | 560.32 | 3331.7895 | 240.519 | 723.481 | 240.519 | 3091.2705 | 3331.7895 | -3091.2705 | 9900 | 0 | -2122.2343 | 0.99
2016-04-29 10:00 | 180000 | 50 | 0 | 200.4 | 150.4 | 200.4 | 560.32 | 3815.1914 | 240.519 | 723.481 | 240.519 | 3574.6725 | 3815.1914 | -3574.6725 | 9900 | 0 | -3091.2705 | 0.99
2016-04-29 11:00 | 180000 | 50 | 0 | 200.4 | 150.4 | 200.4 | 560.32 | 4514.4543 | 240.519 | 723.481 | 240.519 | 4273.9353 | 4514.4543 | -4273.9353 | 9900 | 0 | -3574.6725 | 0.99
2016-04-29 12:00 | 180000 | 50 | 0 | 200.4 | 150.4 | 200.4 | 560.32 | 4812.5764 | 240.519 | 723.481 | 240.519 | 4572.0574 | 4812.5764 | -4572.0574 | 9900 | 0 | -4273.9353 | 0.99
2016-04-29 13:00 | 180000 | 50 | 0 | 200.4 | 150.4 | 200.4 | 560.32 | 3697.0386 | 240.519 | 723.481 | 240.519 | 3456.5197 | 3697.0386 | -3456.5197 | 9900 | 0 | -4572.0574 | 0.99
2016-04-29 14:00 | 180000 | 50 | 0 | 200.4 | 150.4 | 200.4 | 560.32 | 4722.202 | 240.519 | 723.481 | 240.519 | 4481.6831 | 4722.202 | -4481.6831 | 9900 | 0 | -3456.5197 | 0.99
2016-04-29 15:00 | 180000 | 50 | 0 | 200.4 | 150.4 | 200.4 | 560.32 | 4339.8644 | 240.519 | 723.481 | 240.519 | 4099.3454 | 4339.8644 | -4099.3454 | 9900 | 0 | -4481.6831 | 0.99
2016-04-29 16:00 | 180000 | 50 | 0 | 200.4 | 150.4 | 200.4 | 560.32 | 3762.4781 | 240.519 | 723.481 | 240.519 | 3521.9591 | 3762.4781 | -3521.9591 | 9900 | 0 | -4099.3454 | 0.99
2016-04-29 17:00 | 180000 | 50 | 0 | 200.4 | 150.4 | 200.4 | 560.32 | 3029.391 | 240.519 | 723.481 | 240.519 | 2788.872 | 3029.391 | -2788.872 | 9900 | 0 | -3521.9591 | 0.99
2016-04-29 18:00 | 180000 | 50 | 0 | 200.4 | 150.4 | 200.4 | 560.32 | 2190.5618 | 240.519 | 723.481 | 240.519 | 1950.0428 | 2190.5618 | -1950.0428 | 9900 | 0 | -2788.872 | 0.99
2016-04-29 19:00 | 180000 | 50 | 0 | 200.4 | 150.4 | 200.4 | 560.32 | 1303.1553 | 240.519 | 723.481 | 240.519 | 1062.6363 | 1303.1553 | -1062.6363 | 9900 | 0 | -1950.0428 | 0.99
2016-04-29 20:00 | 180000 | 50 | 0 | 200.4 | 150.4 | 200.4 | 560.32 | 1000 | 240.519 | 723.481 | 240.519 | 759.481 | 1000 | -759.481 | 9900 | 0 | -1062.6363 | 0.99
2016-04-29 21:00 | 180000 | 50 | 0 | 200.4 | 150.4 | 200.4 | 560.32 | 1000 | 240.519 | 723.481 | 240.519 | 759.481 | 1000 | -759.481 | 9900 | 0 | -759.481 | 0.99
2016-04-29 22:00 | 180000 | 50 | 0 | 200.4 | 150.4 | 200.4 | 560.32 | 1000 | 240.519 | 723.481 | 240.519 | 759.481 | 1000 | -759.481 | 9900 | 0 | -759.481 | 0.99
2016-04-29 23:00 | 180000 | 50 | 0 | 200.4 | 150.4 | 200.4 | 560.32 | 1000 | 240.519 | 723.481 | 240.519 | 759.481 | 1000 | -759.481 | 9900 | 0 | -759.481 | 0.99
2016-04-30 | 180000 | 50 | 0 | 200.4 | 150.4 | 200.4 | 560.32 | 1000 | 240.519 | 723.481 | 240.519 | 759.481 | 1000 | -759.481 | 9900 | 0 | -759.481 | 0.99
2016-04-30 01:00 | 180000 | 50 | 0 | 200.4 | 150.4 | 200.4 | 560.32 | 1000 | 240.519 | 723.481 | 240.519 | 759.481 | 1000 | -759.481 | 9900 | 0 | -759.481 | 0.99
2016-04-30 02:00 | 180000 | 50 | 0 | 200.4 | 150.4 | 200.4 | 560.32 | 1000 | 240.519 | 723.481 | 240.519 | 759.481 | 1000 | -759.481 | 9900 | 0 | -759.481 | 0.99
2016-04-30 03:00 | 180000 | 50 | 0 | 200.4 | 150.4 | 200.4 | 560.32 | 1000 | 240.519 | 723.481 | 240.519 | 759.481 | 1000 | -759.481 | 9900 | 0 | -759.481 | 0.99
2016-04-30 04:00 | 180000 | 50 | 0 | 200.4 | 150.4 | 200.4 | 560.32 | 1000 | 240.519 | 723.481 | 240.519 | 759.481 | 1000 | -759.481 | 9900 | 0 | -759.481 | 0.99
2016-04-30 05:00 | 180000 | 50 | 0 | 200.4 | 150.4 | 200.4 | 560.32 | 996.3593 | 240.519 | 723.481 | 240.519 | 755.8403 | 996.3593 | -755.8403 | 9900 | 0 | -759.481 | 0.99
2016-04-30 06:00 | 180000 | 50 | 0 | 200.4 | 150.4 | 200.4 | 560.32 | 999.088 | 240.519 | 723.481 | 240.519 | 758.5691 | 999.088 | -758.5691 | 9900 | 0 | -755.8403 | 0.99
2016-04-30 07:00 | 180000 | 50 | 0 | 200.4 | 150.4 | 200.4 | 560.32 | 1711.8861 | 240.519 | 723.481 | 240.519 | 1471.3671 | 1711.8861 | -1471.3671 | 9900 | 0 | -758.5691 | 0.99
2016-04-30 08:00 | 180000 | 50 | 0 | 200.4 | 150.4 | 200.4 | 560.32 | 2729.9595 | 240.519 | 723.481 | 240.519 | 2489.4406 | 2729.9595 | -2489.4406 | 9900 | 0 | -1471.3671 | 0.99
2016-04-30 09:00 | 180000 | 50 | 0 | 200.4 | 150.4 | 200.4 | 560.32 | 3231.0642 | 240.519 | 723.481 | 240.519 | 2990.5452 | 3231.0642 | -2990.5452 | 9900 | 0 | -2489.4406 | 0.99
2016-04-30 10:00 | 180000 | 50 | 0 | 200.4 | 150.4 | 200.4 | 560.32 | 4393.7228 | 240.519 | 723.481 | 240.519 | 4153.2039 | 4393.7228 | -4153.2039 | 9900 | 0 | -2990.5452 | 0.99
2016-04-30 11:00 | 180000 | 50 | 0 | 200.4 | 150.4 | 200.4 | 560.32 | 4960.6549 | 240.519 | 723.481 | 240.519 | 4720.136 | 4960.6549 | -4720.136 | 9900 | 0 | -4153.2039 | 0.99
2016-04-30 12:00 | 180000 | 50 | 0 | 200.4 | 150.4 | 200.4 | 560.32 | 5295.0349 | 240.519 | 723.481 | 240.519 | 5054.516 | 5295.0349 | -5054.516 | 9900 | 0 | -4720.136 | 0.99
2016-04-30 13:00 | 180000 | 50 | 0 | 200.4 | 150.4 | 200.4 | 560.32 | 5374.0755 | 240.519 | 723.481 | 240.519 | 5133.5565 | 5374.0755 | -5133.5565 | 9900 | 0 | -5054.516 | 0.99
2016-04-30 14:00 | 180000 | 50 | 0 | 200.4 | 150.4 | 200.4 | 560.32 | 5192.39 | 240.519 | 723.481 | 240.519 | 4951.8711 | 5192.39 | -4951.8711 | 9900 | 0 | -5133.5565 | 0.99
2016-04-30 15:00 | 180000 | 50 | 0 | 200.4 | 150.4 | 200.4 | 560.32 | 4762.3601 | 240.519 | 723.481 | 240.519 | 4521.8412 | 4762.3601 | -4521.8412 | 9900 | 0 | -4951.8711 | 0.99
2016-04-30 16:00 | 180000 | 50 | 0 | 200.4 | 150.4 | 200.4 | 560.32 | 4113.2917 | 240.519 | 723.481 | 240.519 | 3872.7727 | 4113.2917 | -3872.7727 | 9900 | 0 | -4521.8412 | 0.99
2016-04-30 17:00 | 180000 | 50 | 0 | 200.4 | 150.4 | 200.4 | 560.32 | 2334.948 | 240.519 | 723.481 | 240.519 | 2094.4291 | 2334.948 | -2094.4291 | 9900 | 0 | -3872.7727 | 0.99
2016-04-30 18:00 | 180000 | 50 | 0 | 200.4 | 150.4 | 200.4 | 560.32 | 2346.8834 | 240.519 | 723.481 | 240.519 | 2106.3645 | 2346.8834 | -2106.3645 | 9900 | 0 | -2094.4291 | 0.99
2016-04-30 19:00 | 180000 | 50 | 0 | 200.4 | 150.4 | 200.4 | 560.32 | 1349.9215 | 240.519 | 723.481 | 240.519 | 1109.4025 | 1349.9215 | -1109.4025 | 9900 | 0 | -2106.3645 | 0.99
2016-04-30 20:00 | 180000 | 50 | 0 | 200.4 | 150.4 | 200.4 | 560.32 | 1000 | 240.519 | 723.481 | 240.519 | 759.481 | 1000 | -759.481 | 9900 | 0 | -1109.4025 | 0.99
2016-04-30 21:00 | 180000 | 50 | 0 | 200.4 | 150.4 | 200.4 | 560.32 | 997.544 | 240.519 | 723.481 | 240.519 | 757.0251 | 997.544 | -757.0251 | 9900 | 0 | -759.481 | 0.99
2016-04-30 22:00 | 180000 | 50 | 0 | 200.4 | 150.4 | 200.4 | 560.32 | 999.9488 | 240.519 | 723.481 | 240.519 | 759.4298 | 999.9488 | -759.4298 | 9900 | 0 | -757.0251 | 0.99
2016-04-30 23:00 | 180000 | 50 | 0 | 200.4 | 150.4 | 200.4 | 560.32 | 1000 | 240.519 | 723.481 | 240.519 | 759.481 | 1000 | -759.481 | 9900 | 0 | -759.4298 | 0.99
2016-05-01 | 180000 | 50 | 0 | 200.4 | 150.4 | 200.4 | 560.32 | 996.4286 | 240.519 | 723.481 | 240.519 | 755.9096 | 996.4286 | -755.9096 | 9900 | 0 | -759.481 | 0.99
2016-05-01 01:00 | 180000 | 50 | 0 | 200.4 | 150.4 | 200.4 | 560.32 | 971.1912 | 240.519 | 723.481 | 240.519 | 730.6722 | 971.1912 | -730.6722 | 9900 | 0 | -755.9096 | 0.99
2016-05-01 02:00 | 180000 | 50 | 0 | 200.4 | 150.4 | 200.4 | 560.32 | 968.2367 | 240.519 | 723.481 | 240.519 | 727.7177 | 968.2367 | -727.7177 | 9900 | 0 | -730.6722 | 0.99
2016-05-01 03:00 | 180000 | 50 | 0 | 200.4 | 150.4 | 200.4 | 560.32 | 997.0014 | 240.519 | 723.481 | 240.519 | 756.4825 | 997.0014 | -756.4825 | 9900 | 0 | -727.7177 | 0.99
2016-05-01 04:00 | 180000 | 50 | 0 | 200.4 | 150.4 | 200.4 | 560.32 | 999.6955 | 240.519 | 723.481 | 240.519 | 759.1766 | 999.6955 | -759.1766 | 9900 | 0 | -756.4825 | 0.99
2016-05-01 05:00 | 180000 | 50 | 0 | 200.4 | 150.4 | 200.4 | 560.32 | 991.7468 | 240.519 | 723.481 | 240.519 | 751.2278 | 991.7468 | -751.2278 | 9900 | 0 | -759.1766 | 0.99
2016-05-01 06:00 | 180000 | 50 | -50 | 0 | 150.4 | 0 | 0 | 160.6667 | -723.481 | 723.481 | -723.481 | 884.1477 | 883.316 | -1606.797 | 9900 | 0 | -751.2278 | 0.99
2016-05-01 07:00 | 179950 | 50 | 50 | 200.4 | 0 | 200.4 | 560.32 | 1481.4786 | 964 | 0 | 964 | 517.4786 | 1481.4786 | -517.4786 | 9900 | 0 | -1606.797 | 0.99
2016-05-01 08:00 | 180000 | 50 | 0 | 200.4 | 100.4 | 200.4 | 560.32 | 2711.1487 | 481.0379 | 482.9621 | 481.0379 | 2230.1108 | 2711.1487 | -2230.1108 | 9900 | 0 | -517.4786 | 0.99
2016-05-01 09:00 | 180000 | 50 | 0 | 200.4 | 150.4 | 200.4 | 560.32 | 3642.1666 | 240.519 | 723.481 | 240.519 | 3401.6477 | 3642.1666 | -3401.6477 | 9900 | 0 | -2230.1108 | 0.99
2016-05-01 10:00 | 180000 | 50 | 0 | 200.4 | 150.4 | 200.4 | 560.32 | 4397.5505 | 240.519 | 723.481 | 240.519 | 4157.0316 | 4397.5505 | -4157.0316 | 9900 | 0 | -3401.6477 | 0.99
2016-05-01 11:00 | 180000 | 50 | 0 | 200.4 | 150.4 | 200.4 | 560.32 | 4949.4235 | 240.519 | 723.481 | 240.519 | 4708.9046 | 4949.4235 | -4708.9046 | 9900 | 0 | -4157.0316 | 0.99
2016-05-01 12:00 | 180000 | 50 | 0 | 200.4 | 150.4 | 200.4 | 560.32 | 4877.3285 | 240.519 | 723.481 | 240.519 | 4636.8096 | 4877.3285 | -4636.8096 | 9900 | 0 | -4708.9046 | 0.99
2016-05-01 13:00 | 180000 | 50 | 0 | 200.4 | 150.4 | 200.4 | 560.32 | 5379.1009 | 240.519 | 723.481 | 240.519 | 5138.5819 | 5379.1009 | -5138.5819 | 9900 | 0 | -4636.8096 | 0.99
2016-05-01 14:00 | 180000 | 50 | 0 | 200.4 | 150.4 | 200.4 | 560.32 | 5197.1616 | 240.519 | 723.481 | 240.519 | 4956.6426 | 5197.1616 | -4956.6426 | 9900 | 0 | -5138.5819 | 0.99
2016-05-01 15:00 | 180000 | 50 | 0 | 200.4 | 150.4 | 200.4 | 560.32 | 4767.2745 | 240.519 | 723.481 | 240.519 | 4526.7555 | 4767.2745 | -4526.7555 | 9900 | 0 | -4956.6426 | 0.99
2016-05-01 16:00 | 180000 | 50 | 0 | 200.4 | 150.4 | 200.4 | 560.32 | 4118.7356 | 240.519 | 723.481 | 240.519 | 3878.2167 | 4118.7356 | -3878.2167 | 9900 | 0 | -4526.7555 | 0.99
2016-05-01 17:00 | 180000 | 50 | 0 | 200.4 | 150.4 | 200.4 | 560.32 | 3295.742 | 240.519 | 723.481 | 240.519 | 3055.223 | 3295.742 | -3055.223 | 9900 | 0 | -3878.2167 | 0.99
2016-05-01 18:00 | 180000 | 50 | 0 | 200.4 | 150.4 | 200.4 | 560.32 | 2353.4073 | 240.519 | 723.481 | 240.519 | 2112.8883 | 2353.4073 | -2112.8883 | 9900 | 0 | -3055.223 | 0.99
2016-05-01 19:00 | 180000 | 50 | 0 | 200.4 | 150.4 | 200.4 | 560.32 | 1175.7993 | 240.519 | 723.481 | 240.519 | 935.2803 | 1175.7993 | -935.2803 | 9900 | 0 | -2112.8883 | 0.99
2016-05-01 20:00 | 180000 | 50 | 0 | 200.4 | 150.4 | 200.4 | 560.32 | 970.5296 | 240.519 | 723.481 | 240.519 | 730.0106 | 970.5296 | -730.0106 | 9900 | 0 | -935.2803 | 0.99
2016-05-01 21:00 | 180000 | 50 | 0 | 200.4 | 150.4 | 200.4 | 560.32 | 976.3932 | 240.519 | 723.481 | 240.519 | 735.8742 | 976.3932 | -735.8742 | 9900 | 0 | -730.0106 | 0.99
2016-05-01 22:00 | 180000 | 50 | 0 | 200.4 | 150.4 | 200.4 | 560.32 | 973.272 | 240.519 | 723.481 | 240.519 | 732.753 | 973.272 | -732.753 | 9900 | 0 | -735.8742 | 0.99
2016-05-01 23:00 | 180000 | 50 | -50 | 0 | 150.4 | 0 | 0 | 160.6667 | -723.481 | 723.481 | -723.481 | 884.1477 | 878.7836 | -1602.2646 | 9900 | 0 | -732.753 | 0.99
2016-05-02 | 179950 | 50 | -50 | 0 | 0 | 0 | 0 | 160.6667 | 0 | 0 | 0 | 160.6667 | 943.3441 | -943.3441 | 9900 | 0 | -1602.2646 | 0.99
2016-05-02 01:00 | 179900 | 50 | -50 | 0 | 0 | 0 | 0 | 160.6667 | 0 | 0 | 0 | 160.6667 | 911.1472 | -911.1472 | 9900 | 0 | -943.3441 | 0.99
2016-05-02 02:00 | 179850 | 50 | -50 | 0 | 0 | 0 | 0 | 160.6667 | 0 | 0 | 0 | 160.6667 | 941.1147 | -941.1147 | 9900 | 0 | -911.1472 | 0.99
2016-05-02 03:00 | 179800 | 50 | -50 | 0 | 0 | 0 | 0 | 160.6667 | 0 | 0 | 0 | 160.6667 | 864.3809 | -864.3809 | 9900 | 0 | -941.1147 | 0.99
2016-05-02 04:00 | 179750 | 50 | -50 | 0 | 0 | 0 | 0 | 160.6667 | 0 | 0 | 0 | 160.6667 | 897.7576 | -897.7576 | 9900 | 0 | -864.3809 | 0.99
2016-05-02 05:00 | 179700 | 50 | -50 | 0 | 0 | 0 | 0 | 160.6667 | 0 | 0 | 0 | 160.6667 | 954.4697 | -954.4697 | 9900 | 0 | -897.7576 | 0.99
2016-05-02 06:00 | 179650 | 50 | -50 | 0 | 0 | 0 | 0 | 160.6667 | 0 | 0 | 0 | 160.6667 | 684.2339 | -684.2339 | 9900 | 0 | -954.4697 | 0.99
2016-05-02 07:00 | 179600 | 50 | 150.4 | 200.4 | 0 | 200.4 | 560.32 | 1437.5466 | 964 | 0 | 964 | 473.5466 | 1437.5466 | -473.5466 | 9900 | 0 | -684.2339 | 0.99
2016-05-02 08:00 | 179750.4 | 50 | 150.4 | 200.4 | 0 | 200.4 | 560.32 | 2589.2579 | 964 | 0 | 964 | 1625.2579 | 2589.2579 | -1625.2579 | 9900 | 0 | -473.5466 | 0.99
2016-05-02 09:00 | 179900.8 | 50 | 99.2 | 200.4 | 0 | 200.4 | 560.32 | 3516.4306 | 964 | 0 | 964 | 2552.4306 | 3516.4306 | -2552.4306 | 9900 | 0 | -1625.2579 | 0.99
2016-05-02 10:00 | 180000 | 50 | 0 | 200.4 | 51.2 | 200.4 | 560.32 | 4326.608 | 717.7086 | 246.2914 | 717.7086 | 3608.8994 | 4326.608 | -3608.8994 | 9900 | 0 | -2552.4306 | 0.99
2016-05-02 11:00 | 180000 | 50 | 0 | 200.4 | 150.4 | 200.4 | 560.32 | 4896.1257 | 240.519 | 723.481 | 240.519 | 4655.6067 | 4896.1257 | -4655.6067 | 9900 | 0 | -3608.8994 | 0.99
2016-05-02 12:00 | 180000 | 50 | 0 | 200.4 | 150.4 | 200.4 | 560.32 | 5212.1339 | 240.519 | 723.481 | 240.519 | 4971.615 | 5212.1339 | -4971.615 | 9900 | 0 | -4655.6067 | 0.99
2016-05-02 13:00 | 180000 | 50 | 0 | 200.4 | 150.4 | 200.4 | 560.32 | 5353.5347 | 240.519 | 723.481 | 240.519 | 5113.0158 | 5353.5347 | -5113.0158 | 9900 | 0 | -4971.615 | 0.99
2016-05-02 14:00 | 180000 | 50 | 0 | 200.4 | 150.4 | 200.4 | 560.32 | 5197.5394 | 240.519 | 723.481 | 240.519 | 4957.0204 | 5197.5394 | -4957.0204 | 9900 | 0 | -5113.0158 | 0.99
2016-05-02 15:00 | 180000 | 50 | 0 | 200.4 | 150.4 | 200.4 | 560.32 | 4772.0935 | 240.519 | 723.481 | 240.519 | 4531.5745 | 4772.0935 | -4531.5745 | 9900 | 0 | -4957.0204 | 0.99
2016-05-02 16:00 | 180000 | 50 | 0 | 200.4 | 150.4 | 200.4 | 560.32 | 4124.1219 | 240.519 | 723.481 | 240.519 | 3883.6029 | 4124.1219 | -3883.6029 | 9900 | 0 | -4531.5745 | 0.99
2016-05-02 17:00 | 180000 | 50 | 0 | 200.4 | 150.4 | 200.4 | 560.32 | 3302.039 | 240.519 | 723.481 | 240.519 | 3061.5201 | 3302.039 | -3061.5201 | 9900 | 0 | -3883.6029 | 0.99
2016-05-02 18:00 | 180000 | 50 | 0 | 200.4 | 150.4 | 200.4 | 560.32 | 2361.8684 | 240.519 | 723.481 | 240.519 | 2121.3495 | 2361.8684 | -2121.3495 | 9900 | 0 | -3061.5201 | 0.99
2016-05-02 19:00 | 180000 | 50 | 0 | 200.4 | 150.4 | 200.4 | 560.32 | 1168.5053 | 240.519 | 723.481 | 240.519 | 927.9863 | 1168.5053 | -927.9863 | 9900 | 0 | -2121.3495 | 0.99
2016-05-02 20:00 | 180000 | 50 | -50 | 0 | 150.4 | 0 | 0 | 160.6667 | -723.481 | 723.481 | -723.481 | 884.1477 | 839.329 | -1562.81 | 9900 | 0 | -927.9863 | 0.99
2016-05-02 21:00 | 179950 | 50 | -50 | 0 | 0 | 0 | 0 | 160.6667 | 0 | 0 | 0 | 160.6667 | 911.4178 | -911.4178 | 9900 | 0 | -1562.81 | 0.99
2016-05-02 22:00 | 179900 | 50 | -50 | 0 | 0 | 0 | 0 | 160.6667 | 0 | 0 | 0 | 160.6667 | 894.329 | -894.329 | 9900 | 0 | -911.4178 | 0.99
2016-05-02 23:00 | 179850 | 50 | 150 | 200.4 | 0 | 200.4 | 560.32 | 979.3781 | 964 | 0 | 964 | 15.3781 | 979.3781 | -15.3781 | 9900 | 0 | -894.329 | 0.99
2016-05-03 | 180000 | 50 | -50 | 0 | 0.4 | 0 | 0 | 160.6667 | -1.9242 | 1.9242 | -1.9242 | 162.5908 | 958.8636 | -960.7878 | 9900 | 0 | -15.3781 | 0.99
2016-05-03 01:00 | 179950 | 50 | -50 | 0 | 0 | 0 | 0 | 160.6667 | 0 | 0 | 0 | 160.6667 | 882.8745 | -882.8745 | 9900 | 0 | -960.7878 | 0.99
2016-05-03 02:00 | 179900 | 50 | -50 | 0 | 0 | 0 | 0 | 160.6667 | 0 | 0 | 0 | 160.6667 | 873.9914 | -873.9914 | 9900 | 0 | -882.8745 | 0.99
2016-05-03 03:00 | 179850 | 50 | -50 | 0 | 0 | 0 | 0 | 160.6667 | 0 | 0 | 0 | 160.6667 | 907.435 | -907.435 | 9900 | 0 | -873.9914 | 0.99
2016-05-03 04:00 | 179800 | 50 | -50 | 0 | 0 | 0 | 0 | 160.6667 | 0 | 0 | 0 | 160.6667 | 767.1313 | -767.1313 | 9900 | 0 | -907.435 | 0.99
2016-05-03 05:00 | 179750 | 50 | -50 | 0 | 0 | 0 | 0 | 160.6667 | 0 | 0 | 0 | 160.6667 | 673.0597 | -673.0597 | 9900 | 0 | -767.1313 | 0.99
2016-05-03 06:00 | 179700 | 50 | -50 | 0 | 0 | 0 | 0 | 160.6667 | 0 | 0 | 0 | 160.6667 | 519.7652 | -519.7652 | 9900 | 0 | -673.0597 | 0.99
2016-05-03 07:00 | 179650 | 50 | 150.4 | 200.4 | 0 | 200.4 | 560.32 | 1253.8072 | 964 | 0 | 964 | 289.8072 | 1253.8072 | -289.8072 | 9900 | 0 | -519.7652 | 0.99
2016-05-03 08:00 | 179800.4 | 50 | 150.4 | 200.4 | 0 | 200.4 | 560.32 | 2485.7049 | 964 | 0 | 964 | 1521.7049 | 2485.7049 | -1521.7049 | 9900 | 0 | -289.8072 | 0.99
2016-05-03 09:00 | 179950.8 | 50 | 49.2 | 200.4 | 0 | 200.4 | 560.32 | 3534.1252 | 964 | 0 | 964 | 2570.1252 | 3534.1252 | -2570.1252 | 9900 | 0 | -1521.7049 | 0.99
2016-05-03 10:00 | 180000 | 50 | 0 | 200.4 | 101.2 | 200.4 | 560.32 | 4343.4532 | 477.1896 | 486.8104 | 477.1896 | 3866.2636 | 4343.4532 | -3866.2636 | 9900 | 0 | -2570.1252 | 0.99
2016-05-03 11:00 | 180000 | 50 | 0 | 200.4 | 150.4 | 200.4 | 560.32 | 4918.7121 | 240.519 | 723.481 | 240.519 | 4678.1932 | 4918.7121 | -4678.1932 | 9900 | 0 | -3866.2636 | 0.99
2016-05-03 12:00 | 180000 | 50 | 0 | 200.4 | 150.4 | 200.4 | 560.32 | 5289.4052 | 240.519 | 723.481 | 240.519 | 5048.8862 | 5289.4052 | -5048.8862 | 9900 | 0 | -4678.1932 | 0.99
2016-05-03 13:00 | 180000 | 50 | 0 | 200.4 | 150.4 | 200.4 | 560.32 | 5379.9883 | 240.519 | 723.481 | 240.519 | 5139.4694 | 5379.9883 | -5139.4694 | 9900 | 0 | -5048.8862 | 0.99
2016-05-03 14:00 | 180000 | 50 | 0 | 200.4 | 150.4 | 200.4 | 560.32 | 5204.2269 | 240.519 | 723.481 | 240.519 | 4963.7079 | 5204.2269 | -4963.7079 | 9900 | 0 | -5139.4694 | 0.99
2016-05-03 15:00 | 180000 | 50 | 0 | 200.4 | 150.4 | 200.4 | 560.32 | 4765.7184 | 240.519 | 723.481 | 240.519 | 4525.1995 | 4765.7184 | -4525.1995 | 9900 | 0 | -4963.7079 | 0.99
2016-05-03 16:00 | 180000 | 50 | 0 | 200.4 | 150.4 | 200.4 | 560.32 | 4111.4972 | 240.519 | 723.481 | 240.519 | 3870.9783 | 4111.4972 | -3870.9783 | 9900 | 0 | -4525.1995 | 0.99
2016-05-03 17:00 | 180000 | 50 | 0 | 200.4 | 150.4 | 200.4 | 560.32 | 2004.8124 | 240.519 | 723.481 | 240.519 | 1764.2934 | 2004.8124 | -1764.2934 | 9900 | 0 | -3870.9783 | 0.99
2016-05-03 18:00 | 180000 | 50 | 0 | 200.4 | 150.4 | 200.4 | 560.32 | 1553.2746 | 240.519 | 723.481 | 240.519 | 1312.7557 | 1553.2746 | -1312.7557 | 9900 | 0 | -1764.2934 | 0.99
2016-05-03 19:00 | 180000 | 50 | 0 | 200.4 | 150.4 | 200.4 | 560.32 | 1325.1761 | 240.519 | 723.481 | 240.519 | 1084.6572 | 1325.1761 | -1084.6572 | 9900 | 0 | -1312.7557 | 0.99
2016-05-03 20:00 | 180000 | 50 | 0 | 200.4 | 150.4 | 200.4 | 560.32 | 991.1962 | 240.519 | 723.481 | 240.519 | 750.6773 | 991.1962 | -750.6773 | 9900 | 0 | -1084.6572 | 0.99
2016-05-03 21:00 | 180000 | 50 | 0 | 200.4 | 150.4 | 200.4 | 560.32 | 997.2496 | 240.519 | 723.481 | 240.519 | 756.7307 | 997.2496 | -756.7307 | 9900 | 0 | -750.6773 | 0.99
2016-05-03 22:00 | 180000 | 50 | 0 | 200.4 | 150.4 | 200.4 | 560.32 | 974.7417 | 240.519 | 723.481 | 240.519 | 734.2227 | 974.7417 | -734.2227 | 9900 | 0 | -756.7307 | 0.99
2016-05-03 23:00 | 180000 | 50 | -50 | 0 | 150.4 | 0 | 0 | 160.6667 | -723.481 | 723.481 | -723.481 | 884.1477 | 829.4199 | -1552.901 | 9900 | 0 | -734.2227 | 0.99
2016-05-04 | 179950 | 50 | -50 | 0 | 0 | 0 | 0 | 160.6667 | 0 | 0 | 0 | 160.6667 | 899.0173 | -899.0173 | 9900 | 0 | -1552.901 | 0.99
2016-05-04 01:00 | 179900 | 50 | -50 | 0 | 0 | 0 | 0 | 160.6667 | 0 | 0 | 0 | 160.6667 | 862.5368 | -862.5368 | 9900 | 0 | -899.0173 | 0.99
2016-05-04 02:00 | 179850 | 50 | -50 | 0 | 0 | 0 | 0 | 160.6667 | 0 | 0 | 0 | 160.6667 | 438.5436 | -438.5436 | 9900 | 0 | -862.5368 | 0.99
2016-05-04 03:00 | 179800 | 50 | -16.6 | 33.4 | 0 | 33.4 | 93.3867 | 160.6667 | 160.6667 | 0 | 160.6667 | 0 | 379.0654 | -218.3987 | 9900 | 0 | -438.5436 | 0.99
2016-05-04 04:00 | 179783.4 | 50 | -16.6 | 33.4 | 0 | 33.4 | 93.3867 | 160.6667 | 160.6667 | 0 | 160.6667 | 0 | 381.6755 | -221.0088 | 9900 | 0 | -218.3987 | 0.99
2016-05-04 05:00 | 179766.8 | 50 | -16.6 | 33.4 | 0 | 33.4 | 93.3867 | 160.6667 | 160.6667 | 0 | 160.6667 | 0 | 367.1472 | -206.4805 | 9900 | 0 | -221.0088 | 0.99
2016-05-04 06:00 | 179750.2 | 50 | -16.6 | 33.4 | 0 | 33.4 | 93.3867 | 160.6667 | 160.6667 | 0 | 160.6667 | 2.8422e-14 | 435.8211 | -275.1544 | 9900 | 0 | -206.4805 | 0.99
2016-05-04 07:00 | 179733.6 | 50 | 150.4 | 200.4 | 0 | 200.4 | 560.32 | 1273.3221 | 964 | 0 | 964 | 309.3221 | 1273.3221 | -309.3221 | 9900 | 0 | -275.1544 | 0.99
2016-05-04 08:00 | 179884 | 50 | 116 | 200.4 | 0 | 200.4 | 560.32 | 2472.4094 | 964 | 0 | 964 | 1508.4094 | 2472.4094 | -1508.4094 | 9900 | 0 | -309.3221 | 0.99
2016-05-04 09:00 | 180000 | 50 | 0 | 200.4 | 34.4 | 200.4 | 560.32 | 3399.8368 | 798.523 | 165.477 | 798.523 | 2601.3138 | 3399.8368 | -2601.3138 | 9900 | 0 | -1508.4094 | 0.99
2016-05-04 10:00 | 180000 | 50 | 0 | 200.4 | 150.4 | 200.4 | 560.32 | 4285.3657 | 240.519 | 723.481 | 240.519 | 4044.8468 | 4285.3657 | -4044.8468 | 9900 | 0 | -2601.3138 | 0.99
2016-05-04 11:00 | 180000 | 50 | 0 | 200.4 | 150.4 | 200.4 | 560.32 | 4919.8828 | 240.519 | 723.481 | 240.519 | 4679.3638 | 4919.8828 | -4679.3638 | 9900 | 0 | -4044.8468 | 0.99
2016-05-04 12:00 | 180000 | 50 | 0 | 200.4 | 150.4 | 200.4 | 560.32 | 5264.1816 | 240.519 | 723.481 | 240.519 | 5023.6627 | 5264.1816 | -5023.6627 | 9900 | 0 | -4679.3638 | 0.99
2016-05-04 13:00 | 180000 | 50 | 0 | 200.4 | 150.4 | 200.4 | 560.32 | 5330.3312 | 240.519 | 723.481 | 240.519 | 5089.8122 | 5330.3312 | -5089.8122 | 9900 | 0 | -5023.6627 | 0.99
2016-05-04 14:00 | 180000 | 50 | 0 | 200.4 | 150.4 | 200.4 | 560.32 | 5201.9167 | 240.519 | 723.481 | 240.519 | 4961.3977 | 5201.9167 | -4961.3977 | 9900 | 0 | -5089.8122 | 0.99
2016-05-04 15:00 | 180000 | 50 | 0 | 200.4 | 150.4 | 200.4 | 560.32 | 4773.8356 | 240.519 | 723.481 | 240.519 | 4533.3166 | 4773.8356 | -4533.3166 | 9900 | 0 | -4961.3977 | 0.99
2016-05-04 16:00 | 180000 | 50 | 0 | 200.4 | 150.4 | 200.4 | 560.32 | 4085.5952 | 240.519 | 723.481 | 240.519 | 3845.0762 | 4085.5952 | -3845.0762 | 9900 | 0 | -4533.3166 | 0.99
2016-05-04 17:00 | 180000 | 50 | 0 | 200.4 | 150.4 | 200.4 | 560.32 | 3240.9609 | 240.519 | 723.481 | 240.519 | 3000.4419 | 3240.9609 | -3000.4419 | 9900 | 0 | -3845.0762 | 0.99
2016-05-04 18:00 | 180000 | 50 | 0 | 200.4 | 150.4 | 200.4 | 560.32 | 2250.6993 | 240.519 | 723.481 | 240.519 | 2010.1803 | 2250.6993 | -2010.1803 | 9900 | 0 | -3000.4419 | 0.99
2016-05-04 19:00 | 180000 | 50 | 0 | 200.4 | 150.4 | 200.4 | 560.32 | 1212.6718 | 240.519 | 723.481 | 240.519 | 972.1528 | 1212.6718 | -972.1528 | 9900 | 0 | -2010.1803 | 0.99
2016-05-04 20:00 | 180000 | 50 | -50 | 0 | 150.4 | 0 | 0 | 160.6667 | -723.481 | 723.481 | -723.481 | 884.1477 | 855.8485 | -1579.3295 | 9900 | 0 | -972.1528 | 0.99
2016-05-04 21:00 | 179950 | 50 | -50 | 0 | 0 | 0 | 0 | 160.6667 | 0 | 0 | 0 | 160.6667 | 858.7056 | -858.7056 | 9900 | 0 | -1579.3295 | 0.99
2016-05-04 22:00 | 179900 | 50 | -50 | 0 | 0 | 0 | 0 | 160.6667 | 0 | 0 | 0 | 160.6667 | 828.6667 | -828.6667 | 9900 | 0 | -858.7056 | 0.99
2016-05-04 23:00 | 179850 | 50 | -50 | 0 | 0 | 0 | 0 | 160.6667 | 0 | 0 | 0 | 160.6667 | 560.0735 | -560.0735 | 9900 | 0 | -828.6667 | 0.99
2016-05-05 | 179800 | 50 | -50 | 0 | 0 | 0 | 0 | 160.6667 | 0 | 0 | 0 | 160.6667 | 591.0805 | -591.0805 | 9900 | 0 | -560.0735 | 0.99
2016-05-05 01:00 | 179750 | 50 | -50 | 0 | 0 | 0 | 0 | 160.6667 | 0 | 0 | 0 | 160.6667 | 602.3341 | -602.3341 | 9900 | 0 | -591.0805 | 0.99
2016-05-05 02:00 | 179700 | 50 | -50 | 0 | 0 | 0 | 0 | 160.6667 | 0 | 0 | 0 | 160.6667 | 439.2361 | -439.2361 | 9900 | 0 | -602.3341 | 0.99
2016-05-05 03:00 | 179650 | 50 | -50 | 0 | 0 | 0 | 0 | 160.6667 | 0 | 0 | 0 | 160.6667 | 559.3322 | -559.3322 | 9900 | 0 | -439.2361 | 0.99
2016-05-05 04:00 | 179600 | 50 | -50 | 0 | 0 | 0 | 0 | 160.6667 | 0 | 0 | 0 | 160.6667 | 439.5944 | -439.5944 | 9900 | 0 | -559.3322 | 0.99
2016-05-05 05:00 | 179550 | 50 | -16.6 | 33.4 | 0 | 33.4 | 93.3867 | 160.6667 | 160.6667 | 0 | 160.6667 | 0 | 374.1331 | -213.4664 | 9900 | 0 | -439.5944 | 0.99
2016-05-05 06:00 | 179533.4 | 50 | -16.6 | 33.4 | 0 | 33.4 | 93.3867 | 160.6667 | 160.6667 | 0 | 160.6667 | 0 | 199.2008 | -38.5341 | 9900 | 0 | -213.4664 | 0.99
2016-05-05 07:00 | 179516.8 | 50 | 150.4 | 200.4 | 0 | 200.4 | 560.32 | 964.1769 | 964 | 0 | 964 | 0.17686 | 964.1769 | -0.17686 | 9900 | 0 | -38.5341 | 0.99
2016-05-05 08:00 | 179667.2 | 50 | 150.4 | 200.4 | 0 | 200.4 | 560.32 | 2299.4768 | 964 | 0 | 964 | 1335.4768 | 2299.4768 | -1335.4768 | 9900 | 0 | -0.17686 | 0.99
2016-05-05 09:00 | 179817.6 | 50 | 150.4 | 200.4 | 0 | 200.4 | 560.32 | 3343.1245 | 964 | 0 | 964 | 2379.1245 | 3343.1245 | -2379.1245 | 9900 | 0 | -1335.4768 | 0.99
2016-05-05 10:00 | 179968 | 50 | 32 | 200.4 | 0 | 200.4 | 560.32 | 4156.0324 | 964 | 0 | 964 | 3192.0324 | 4156.0324 | -3192.0324 | 9900 | 0 | -2379.1245 | 0.99
2016-05-05 11:00 | 180000 | 50 | 0 | 200.4 | 118.4 | 200.4 | 560.32 | 4298.2647 | 394.4511 | 569.5489 | 394.4511 | 3903.8136 | 4298.2647 | -3903.8136 | 9900 | 0 | -3192.0324 | 0.99
2016-05-05 12:00 | 180000 | 50 | 0 | 200.4 | 150.4 | 200.4 | 560.32 | 4360.4655 | 240.519 | 723.481 | 240.519 | 4119.9465 | 4360.4655 | -4119.9465 | 9900 | 0 | -3903.8136 | 0.99
2016-05-05 13:00 | 180000 | 50 | 0 | 200.4 | 150.4 | 200.4 | 560.32 | 4452.3192 | 240.519 | 723.481 | 240.519 | 4211.8002 | 4452.3192 | -4211.8002 | 9900 | 0 | -4119.9465 | 0.99
2016-05-05 14:00 | 180000 | 50 | 0 | 200.4 | 150.4 | 200.4 | 560.32 | 4310.5038 | 240.519 | 723.481 | 240.519 | 4069.9849 | 4310.5038 | -4069.9849 | 9900 | 0 | -4211.8002 | 0.99
2016-05-05 15:00 | 180000 | 50 | 0 | 200.4 | 150.4 | 200.4 | 560.32 | 3837.2318 | 240.519 | 723.481 | 240.519 | 3596.7128 | 3837.2318 | -3596.7128 | 9900 | 0 | -4069.9849 | 0.99
2016-05-05 16:00 | 180000 | 50 | 0 | 200.4 | 150.4 | 200.4 | 560.32 | 3158.1184 | 240.519 | 723.481 | 240.519 | 2917.5994 | 3158.1184 | -2917.5994 | 9900 | 0 | -3596.7128 | 0.99
2016-05-05 17:00 | 180000 | 50 | 0 | 200.4 | 150.4 | 200.4 | 560.32 | 2333.1985 | 240.519 | 723.481 | 240.519 | 2092.6796 | 2333.1985 | -2092.6796 | 9900 | 0 | -2917.5994 | 0.99
2016-05-05 18:00 | 180000 | 50 | 0 | 200.4 | 150.4 | 200.4 | 560.32 | 1437.8595 | 240.519 | 723.481 | 240.519 | 1197.3405 | 1437.8595 | -1197.3405 | 9900 | 0 | -2092.6796 | 0.99
2016-05-05 19:00 | 180000 | 50 | -16.6 | 33.4 | 150.4 | 33.4 | 93.3867 | 160.6667 | -562.8144 | 723.481 | -562.8144 | 723.481 | 471.823 | -1034.6373 | 9900 | 0 | -1197.3405 | 0.99
2016-05-05 20:00 | 179983.4 | 50 | -50 | 0 | 0 | 0 | 0 | 160.6667 | 0 | 0 | 0 | 160.6667 | 735.5945 | -735.5945 | 9900 | 0 | -1034.6373 | 0.99
2016-05-05 21:00 | 179933.4 | 50 | -16.6 | 33.4 | 0 | 33.4 | 93.3867 | 160.6667 | 160.6667 | 0 | 160.6667 | 2.8422e-14 | 504.1943 | -343.5276 | 9900 | 0 | -735.5945 | 0.99
2016-05-05 22:00 | 179916.8 | 50 | -50 | 0 | 0 | 0 | 0 | 160.6667 | 0 | 0 | 0 | 160.6667 | 633.6323 | -633.6323 | 9900 | 0 | -343.5276 | 0.99
2016-05-05 23:00 | 179866.8 | 50 | -50 | 0 | 0 | 0 | 0 | 160.6667 | 0 | 0 | 0 | 160.6667 | 575.2725 | -575.2725 | 9900 | 0 | -633.6323 | 0.99
2016-05-06 | 179816.8 | 50 | -16.6 | 33.4 | 0 | 33.4 | 93.3867 | 160.6667 | 160.6667 | 0 | 160.6667 | 0 | 174.856 | -14.1893 | 9900 | 0 | -575.2725 | 0.99
2016-05-06 01:00 | 179800.2 | 50 | -16.6 | 33.4 | 0 | 33.4 | 93.3867 | 160.6667 | 160.6667 | 0 | 160.6667 | 0 | 238.7263 | -78.0596 | 9900 | 0 | -14.1893 | 0.99
2016-05-06 02:00 | 179783.6 | 50 | -16.6 | 33.4 | 0 | 33.4 | 93.3867 | 160.6667 | 160.6667 | 0 | 160.6667 | 0 | 175.8017 | -15.1351 | 9900 | 0 | -78.0596 | 0.99
2016-05-06 03:00 | 179767 | 50 | -16.6 | 33.4 | 0 | 33.4 | 93.3867 | 160.6667 | 160.6667 | 0 | 160.6667 | 0 | 147.2438 | 13.4228 | 9900 | 0 | -15.1351 | 0.99
2016-05-06 04:00 | 179750.4 | 50 | -16.6 | 33.4 | 0 | 33.4 | 93.3867 | 160.6667 | 160.6667 | 0 | 160.6667 | 0 | 200.5378 | -39.8711 | 9887.9195 | 13.4228 | 0 | 0.98879
2016-05-06 05:00 | 179733.8 | 50 | -16.6 | 33.4 | 0 | 33.4 | 93.3867 | 160.6667 | 160.6667 | 0 | 160.6667 | 0 | 201.7281 | -41.0615 | 9900 | -13.4228 | -53.2939 | 0.99
2016-05-06 06:00 | 179717.2 | 50 | -16.6 | 33.4 | 0 | 33.4 | 93.3867 | 160.6667 | 160.6667 | 0 | 160.6667 | 0 | 283.8926 | -123.226 | 9900 | 0 | -41.0615 | 0.99
2016-05-06 07:00 | 179700.6 | 50 | 150.4 | 200.4 | 0 | 200.4 | 560.32 | 1065.9795 | 964 | 0 | 964 | 101.9795 | 1065.9795 | -101.9795 | 9900 | 0 | -123.226 | 0.99
2016-05-06 08:00 | 179851 | 50 | 149 | 200.4 | 0 | 200.4 | 560.32 | 2048.2633 | 964 | 0 | 964 | 1084.2633 | 2048.2633 | -1084.2633 | 9900 | 0 | -101.9795 | 0.99
2016-05-06 09:00 | 180000 | 50 | 0 | 200.4 | 1.4 | 200.4 | 560.32 | 3141.3146 | 957.2655 | 6.7345 | 957.2655 | 2184.0492 | 3141.3146 | -2184.0492 | 9900 | 0 | -1084.2633 | 0.99
2016-05-06 10:00 | 180000 | 50 | 0 | 200.4 | 150.4 | 200.4 | 560.32 | 3785.8297 | 240.519 | 723.481 | 240.519 | 3545.3108 | 3785.8297 | -3545.3108 | 9900 | 0 | -2184.0492 | 0.99
2016-05-06 11:00 | 180000 | 50 | 0 | 200.4 | 150.4 | 200.4 | 560.32 | 4345.8265 | 240.519 | 723.481 | 240.519 | 4105.3076 | 4345.8265 | -4105.3076 | 9900 | 0 | -3545.3108 | 0.99
2016-05-06 12:00 | 180000 | 50 | 0 | 200.4 | 150.4 | 200.4 | 560.32 | 4674.9859 | 240.519 | 723.481 | 240.519 | 4434.4669 | 4674.9859 | -4434.4669 | 9900 | 0 | -4105.3076 | 0.99
2016-05-06 13:00 | 180000 | 50 | 0 | 200.4 | 150.4 | 200.4 | 560.32 | 4879.8073 | 240.519 | 723.481 | 240.519 | 4639.2883 | 4879.8073 | -4639.2883 | 9900 | 0 | -4434.4669 | 0.99
2016-05-06 14:00 | 180000 | 50 | 0 | 200.4 | 150.4 | 200.4 | 560.32 | 4637.9156 | 240.519 | 723.481 | 240.519 | 4397.3966 | 4637.9156 | -4397.3966 | 9900 | 0 | -4639.2883 | 0.99
2016-05-06 15:00 | 180000 | 50 | 0 | 200.4 | 150.4 | 200.4 | 560.32 | 4344.2999 | 240.519 | 723.481 | 240.519 | 4103.781 | 4344.2999 | -4103.781 | 9900 | 0 | -4397.3966 | 0.99
2016-05-06 16:00 | 180000 | 50 | 0 | 200.4 | 150.4 | 200.4 | 560.32 | 3502.1429 | 240.519 | 723.481 | 240.519 | 3261.6239 | 3502.1429 | -3261.6239 | 9900 | 0 | -4103.781 | 0.99
2016-05-06 17:00 | 180000 | 50 | 0 | 200.4 | 150.4 | 200.4 | 560.32 | 1686.0055 | 240.519 | 723.481 | 240.519 | 1445.4865 | 1686.0055 | -1445.4865 | 9900 | 0 | -3261.6239 | 0.99
2016-05-06 18:00 | 180000 | 50 | 0 | 200.4 | 150.4 | 200.4 | 560.32 | 1446.6663 | 240.519 | 723.481 | 240.519 | 1206.1474 | 1446.6663 | -1206.1474 | 9900 | 0 | -1445.4865 | 0.99
2016-05-06 19:00 | 180000 | 50 | -50 | 0 | 150.4 | 0 | 0 | 160.6667 | -723.481 | 723.481 | -723.481 | 884.1477 | 449.6404 | -1173.1214 | 9900 | 0 | -1206.1474 | 0.99
2016-05-06 20:00 | 179950 | 50 | -16.6 | 33.4 | 0 | 33.4 | 93.3867 | 160.6667 | 160.6667 | 0 | 160.6667 | 0 | 44.7996 | 115.867 | 9900 | 0 | -1173.1214 | 0.99
2016-05-06 21:00 | 179933.4 | 50 | -16.6 | 33.4 | 0 | 33.4 | 93.3867 | 160.6667 | 160.6667 | 0 | 160.6667 | 0 | 51.6537 | 109.0129 | 9795.7197 | 115.867 | 0 | 0.97957
2016-05-06 22:00 | 179916.8 | 50 | -16.6 | 33.4 | 0 | 33.4 | 93.3867 | 160.6667 | 160.6667 | 0 | 160.6667 | 0 | 24.2068 | 136.4599 | 9697.608 | 109.0129 | 0 | 0.96976
2016-05-06 23:00 | 179900.2 | 50 | -16.6 | 33.4 | 0 | 33.4 | 93.3867 | 160.6667 | 160.6667 | 0 | 160.6667 | 0 | 9.3687 | 151.298 | 9574.7941 | 136.4599 | 0 | 0.95748
2016-05-07 | 179883.6 | 50 | -16.6 | 33.4 | 0 | 33.4 | 93.3867 | 160.6667 | 160.6667 | 0 | 160.6667 | 0 | 2.0202 | 158.6465 | 9438.6259 | 151.298 | 0 | 0.94386
2016-05-07 01:00 | 179867 | 50 | -16.6 | 33.4 | 0 | 33.4 | 93.3867 | 160.6667 | 160.6667 | 0 | 160.6667 | 0 | 0.60664 | 160.06 | 9295.8441 | 158.6465 | 0 | 0.92958
2016-05-07 02:00 | 179850.4 | 50 | -16.6 | 33.4 | 0 | 33.4 | 93.3867 | 160.6667 | 160.6667 | 0 | 160.6667 | 0 | 0.55354 | 160.1131 | 9151.7901 | 160.06 | 0 | 0.91518
2016-05-07 03:00 | 179833.8 | 50 | -16.6 | 33.4 | 0 | 33.4 | 93.3867 | 160.6667 | 160.6667 | 0 | 160.6667 | 0 | 3.0165 | 157.6502 | 9007.6883 | 160.1131 | 0 | 0.90077
2016-05-07 04:00 | 179817.2 | 50 | -16.6 | 33.4 | 0 | 33.4 | 93.3867 | 160.6667 | 160.6667 | 0 | 160.6667 | 0 | 1.8955 | 158.7711 | 8865.8031 | 157.6502 | 0 | 0.88658
2016-05-07 05:00 | 179800.6 | 50 | -16.6 | 33.4 | 0 | 33.4 | 93.3867 | 160.6667 | 160.6667 | 0 | 160.6667 | 0 | 15.1592 | 145.5075 | 8722.9091 | 158.7711 | 0 | 0.87229
2016-05-07 06:00 | 179784 | 50 | -16.6 | 33.4 | 0 | 33.4 | 93.3867 | 160.6667 | 160.6667 | 0 | 160.6667 | 2.8422e-14 | 18.4081 | 142.2586 | 8591.9523 | 145.5075 | 0 | 0.8592
2016-05-07 07:00 | 179767.4 | 50 | -50 | 0 | 0 | 0 | 0 | 160.6667 | 0 | 0 | 0 | 160.6667 | 833.3581 | -833.3581 | 8463.9196 | 142.2586 | 0 | 0.84639
2016-05-07 08:00 | 179717.4 | 50 | 150.4 | 200.4 | 0 | 200.4 | 560.32 | 1822.4375 | 964 | 0 | 964 | 858.4375 | 1822.4375 | -858.4375 | 9213.9419 | -833.3581 | 0 | 0.92139
2016-05-07 09:00 | 179867.8 | 50 | 132.2 | 200.4 | 0 | 200.4 | 560.32 | 2728.5189 | 964 | 0 | 964 | 1764.5189 | 2728.5189 | -1764.5189 | 9900 | -762.2868 | -1620.7243 | 0.99
2016-05-07 10:00 | 180000 | 50 | 0 | 200.4 | 18.2 | 200.4 | 560.32 | 3562.2272 | 876.4511 | 87.5489 | 876.4511 | 2685.7761 | 3562.2272 | -2685.7761 | 9900 | 0 | -1764.5189 | 0.99
2016-05-07 11:00 | 180000 | 50 | 0 | 200.4 | 150.4 | 200.4 | 560.32 | 4508.2016 | 240.519 | 723.481 | 240.519 | 4267.6827 | 4508.2016 | -4267.6827 | 9900 | 0 | -2685.7761 | 0.99
2016-05-07 12:00 | 180000 | 50 | 0 | 200.4 | 150.4 | 200.4 | 560.32 | 4822.9975 | 240.519 | 723.481 | 240.519 | 4582.4785 | 4822.9975 | -4582.4785 | 9900 | 0 | -4267.6827 | 0.99
2016-05-07 13:00 | 180000 | 50 | 0 | 200.4 | 150.4 | 200.4 | 560.32 | 4896.4137 | 240.519 | 723.481 | 240.519 | 4655.8947 | 4896.4137 | -4655.8947 | 9900 | 0 | -4582.4785 | 0.99
2016-05-07 14:00 | 180000 | 50 | 0 | 200.4 | 150.4 | 200.4 | 560.32 | 4547.9317 | 240.519 | 723.481 | 240.519 | 4307.4128 | 4547.9317 | -4307.4128 | 9900 | 0 | -4655.8947 | 0.99
2016-05-07 15:00 | 180000 | 50 | 0 | 200.4 | 150.4 | 200.4 | 560.32 | 3896.5646 | 240.519 | 723.481 | 240.519 | 3656.0456 | 3896.5646 | -3656.0456 | 9900 | 0 | -4307.4128 | 0.99
2016-05-07 16:00 | 180000 | 50 | 0 | 200.4 | 150.4 | 200.4 | 560.32 | 3155.7349 | 240.519 | 723.481 | 240.519 | 2915.216 | 3155.7349 | -2915.216 | 9900 | 0 | -3656.0456 | 0.99
2016-05-07 17:00 | 180000 | 50 | 0 | 200.4 | 150.4 | 200.4 | 560.32 | 1042.3464 | 240.519 | 723.481 | 240.519 | 801.8274 | 1042.3464 | -801.8274 | 9900 | 0 | -2915.216 | 0.99
2016-05-07 18:00 | 180000 | 50 | 0 | 200.4 | 150.4 | 200.4 | 560.32 | 1477.8903 | 240.519 | 723.481 | 240.519 | 1237.3713 | 1477.8903 | -1237.3713 | 9900 | 0 | -801.8274 | 0.99
2016-05-07 19:00 | 180000 | 50 | -16.6 | 33.4 | 150.4 | 33.4 | 93.3867 | 160.6667 | -562.8144 | 723.481 | -562.8144 | 723.481 | 475.2135 | -1038.0279 | 9900 | 0 | -1237.3713 | 0.99
2016-05-07 20:00 | 179983.4 | 50 | -50 | 0 | 0 | 0 | 0 | 160.6667 | 0 | 0 | 0 | 160.6667 | 10.7505 | -10.7505 | 9900 | 0 | -1038.0279 | 0.99
2016-05-07 21:00 | 179933.4 | 50 | -16.6 | 33.4 | 0 | 33.4 | 93.3867 | 160.6667 | 160.6667 | 0 | 160.6667 | 0 | 2.8502 | 157.8165 | 9900 | 0 | -10.7505 | 0.99
2016-05-07 22:00 | 179916.8 | 50 | -16.6 | 33.4 | 0 | 33.4 | 93.3867 | 160.6667 | 160.6667 | 0 | 160.6667 | 0 | 0.52136 | 160.1453 | 9757.9652 | 157.8165 | 0 | 0.9758
2016-05-07 23:00 | 179900.2 | 50 | -16.6 | 33.4 | 0 | 33.4 | 93.3867 | 160.6667 | 160.6667 | 0 | 160.6667 | 0 | 0.31746 | 160.3492 | 9613.8344 | 160.1453 | 0 | 0.96138
2016-05-08 | 179883.6 | 50 | -16.6 | 33.4 | 0 | 33.4 | 93.3867 | 160.6667 | 160.6667 | 0 | 160.6667 | 0 | 0.55137 | 160.1153 | 9469.5201 | 160.3492 | 0 | 0.94695
2016-05-08 01:00 | 179867 | 50 | -16.6 | 33.4 | 0 | 33.4 | 93.3867 | 160.6667 | 160.6667 | 0 | 160.6667 | 0 | 0.19336 | 160.4733 | 9325.4164 | 160.1153 | 0 | 0.93254
2016-05-08 02:00 | 179850.4 | 50 | -16.6 | 33.4 | 0 | 33.4 | 93.3867 | 160.6667 | 160.6667 | 0 | 160.6667 | 0 | 0 | 160.6667 | 9180.9904 | 160.4733 | 0 | 0.9181
2016-05-08 03:00 | 179833.8 | 50 | -16.6 | 33.4 | 0 | 33.4 | 93.3867 | 160.6667 | 160.6667 | 0 | 160.6667 | 0 | 0 | 160.6667 | 9036.3904 | 160.6667 | 0 | 0.90364
2016-05-08 04:00 | 179817.2 | 50 | -16.6 | 33.4 | 0 | 33.4 | 93.3867 | 160.6667 | 160.6667 | 0 | 160.6667 | 0 | 0 | 160.6667 | 8891.7904 | 160.6667 | 0 | 0.88918
2016-05-08 05:00 | 179800.6 | 50 | -16.6 | 33.4 | 0 | 33.4 | 93.3867 | 160.6667 | 160.6667 | 0 | 160.6667 | 0 | 0 | 160.6667 | 8747.1904 | 160.6667 | 0 | 0.87472
2016-05-08 06:00 | 179784 | 50 | -16.6 | 33.4 | 0 | 33.4 | 93.3867 | 160.6667 | 160.6667 | 0 | 160.6667 | 0 | 0.85758 | 159.8091 | 8602.5904 | 160.6667 | 0 | 0.86026
2016-05-08 07:00 | 179767.4 | 50 | -50 | 0 | 0 | 0 | 0 | 160.6667 | 0 | 0 | 0 | 160.6667 | 854.8799 | -854.8799 | 8458.7622 | 159.8091 | 0 | 0.84588
2016-05-08 08:00 | 179717.4 | 50 | -50 | 0 | 0 | 0 | 0 | 160.6667 | 0 | 0 | 0 | 160.6667 | 957.2095 | -957.2095 | 9228.1541 | -854.8799 | 0 | 0.92282
2016-05-08 09:00 | 179667.4 | 50 | 150.4 | 200.4 | 0 | 200.4 | 560.32 | 2784.1472 | 964 | 0 | 964 | 1820.1472 | 2784.1472 | -1820.1472 | 9900 | -746.4954 | -1703.7049 | 0.99
2016-05-08 10:00 | 179817.8 | 50 | 150.4 | 200.4 | 0 | 200.4 | 560.32 | 3473.967 | 964 | 0 | 964 | 2509.967 | 3473.967 | -2509.967 | 9900 | 0 | -1820.1472 | 0.99
2016-05-08 11:00 | 179968.2 | 50 | 31.8 | 200.4 | 0 | 200.4 | 560.32 | 4030.3627 | 964 | 0 | 964 | 3066.3627 | 4030.3627 | -3066.3627 | 9900 | 0 | -2509.967 | 0.99
2016-05-08 12:00 | 180000 | 50 | 0 | 200.4 | 118.6 | 200.4 | 560.32 | 4356.6078 | 393.489 | 570.511 | 393.489 | 3963.1188 | 4356.6078 | -3963.1188 | 9900 | 0 | -3066.3627 | 0.99
2016-05-08 13:00 | 180000 | 50 | 0 | 200.4 | 150.4 | 200.4 | 560.32 | 4423.9994 | 240.519 | 723.481 | 240.519 | 4183.4805 | 4423.9994 | -4183.4805 | 9900 | 0 | -3963.1188 | 0.99
2016-05-08 14:00 | 180000 | 50 | 0 | 200.4 | 150.4 | 200.4 | 560.32 | 4244.3545 | 240.519 | 723.481 | 240.519 | 4003.8356 | 4244.3545 | -4003.8356 | 9900 | 0 | -4183.4805 | 0.99
2016-05-08 15:00 | 180000 | 50 | 0 | 200.4 | 150.4 | 200.4 | 560.32 | 3805.111 | 240.519 | 723.481 | 240.519 | 3564.5921 | 3805.111 | -3564.5921 | 9900 | 0 | -4003.8356 | 0.99
2016-05-08 16:00 | 180000 | 50 | 0 | 200.4 | 150.4 | 200.4 | 560.32 | 3156.9545 | 240.519 | 723.481 | 240.519 | 2916.4355 | 3156.9545 | -2916.4355 | 9900 | 0 | -3564.5921 | 0.99
2016-05-08 17:00 | 180000 | 50 | 0 | 200.4 | 150.4 | 200.4 | 560.32 | 2339.8717 | 240.519 | 723.481 | 240.519 | 2099.3528 | 2339.8717 | -2099.3528 | 9900 | 0 | -2916.4355 | 0.99
2016-05-08 18:00 | 180000 | 50 | 0 | 200.4 | 150.4 | 200.4 | 560.32 | 1407.6201 | 240.519 | 723.481 | 240.519 | 1167.1011 | 1407.6201 | -1167.1011 | 9900 | 0 | -2099.3528 | 0.99
2016-05-08 19:00 | 180000 | 50 | -16.6 | 33.4 | 150.4 | 33.4 | 93.3867 | 160.6667 | -562.8144 | 723.481 | -562.8144 | 723.481 | 424.983 | -987.7974 | 9900 | 0 | -1167.1011 | 0.99
2016-05-08 20:00 | 179983.4 | 50 | -16.6 | 33.4 | 0 | 33.4 | 93.3867 | 160.6667 | 160.6667 | 0 | 160.6667 | 0 | 8.0773 | 152.5893 | 9900 | 0 | -987.7974 | 0.99
2016-05-08 21:00 | 179966.8 | 50 | -16.6 | 33.4 | 0 | 33.4 | 93.3867 | 160.6667 | 160.6667 | 0 | 160.6667 | 0 | 8.5681 | 152.0986 | 9762.6696 | 152.5893 | 0 | 0.97627
2016-05-08 22:00 | 179950.2 | 50 | -16.6 | 33.4 | 0 | 33.4 | 93.3867 | 160.6667 | 160.6667 | 0 | 160.6667 | 0 | 3.5313 | 157.1354 | 9625.7809 | 152.0986 | 0 | 0.96258
2016-05-08 23:00 | 179933.6 | 50 | -16.6 | 33.4 | 0 | 33.4 | 93.3867 | 160.6667 | 160.6667 | 0 | 160.6667 | 0 | 1.6693 | 158.9974 | 9484.3591 | 157.1354 | 0 | 0.94844
2016-05-09 | 179917 | 50 | -16.6 | 33.4 | 0 | 33.4 | 93.3867 | 160.6667 | 160.6667 | 0 | 160.6667 | 0 | 0 | 160.6667 | 9341.2614 | 158.9974 | 0 | 0.93413
2016-05-09 01:00 | 179900.4 | 50 | -16.6 | 33.4 | 0 | 33.4 | 93.3867 | 160.6667 | 160.6667 | 0 | 160.6667 | 0 | 0 | 160.6667 | 9196.6614 | 160.6667 | 0 | 0.91967
2016-05-09 02:00 | 179883.8 | 50 | -16.6 | 33.4 | 0 | 33.4 | 93.3867 | 160.6667 | 160.6667 | 0 | 160.6667 | 0 | 0.29004 | 160.3766 | 9052.0614 | 160.6667 | 0 | 0.90521
2016-05-09 03:00 | 179867.2 | 50 | -16.6 | 33.4 | 0 | 33.4 | 93.3867 | 160.6667 | 160.6667 | 0 | 160.6667 | 0 | 0.17691 | 160.4898 | 8907.7225 | 160.3766 | 0 | 0.89077
2016-05-09 04:00 | 179850.6 | 50 | -16.6 | 33.4 | 0 | 33.4 | 93.3867 | 160.6667 | 160.6667 | 0 | 160.6667 | 0 | 0.39365 | 160.273 | 8763.2817 | 160.4898 | 0 | 0.87633
2016-05-09 05:00 | 179834 | 50 | -16.6 | 33.4 | 0 | 33.4 | 93.3867 | 160.6667 | 160.6667 | 0 | 160.6667 | 0 | 0 | 160.6667 | 8619.036 | 160.273 | 0 | 0.8619
2016-05-09 06:00 | 179817.4 | 50 | -16.6 | 33.4 | 0 | 33.4 | 93.3867 | 160.6667 | 160.6667 | 0 | 160.6667 | 0 | 0.22063 | 160.446 | 8474.436 | 160.6667 | 0 | 0.84744
2016-05-09 07:00 | 179800.8 | 50 | -50 | 0 | 0 | 0 | 0 | 160.6667 | 0 | 0 | 0 | 160.6667 | 845.9293 | -845.9293 | 8330.0345 | 160.446 | 0 | 0.833
2016-05-09 08:00 | 179750.8 | 50 | 150.4 | 200.4 | 0 | 200.4 | 560.32 | 1829.1835 | 964 | 0 | 964 | 865.1835 | 1829.1835 | -865.1835 | 9091.371 | -845.9293 | 0 | 0.90914
2016-05-09 09:00 | 179901.2 | 50 | 98.8 | 200.4 | 0 | 200.4 | 560.32 | 2731.0754 | 964 | 0 | 964 | 1767.0754 | 2731.0754 | -1767.0754 | 9870.0361 | -865.1835 | 0 | 0.987
2016-05-09 10:00 | 180000 | 50 | 0 | 200.4 | 51.6 | 200.4 | 560.32 | 3485.8751 | 715.7844 | 248.2156 | 715.7844 | 2770.0907 | 3485.8751 | -2770.0907 | 9900 | -33.2933 | -1800.3686 | 0.99
2016-05-09 11:00 | 180000 | 50 | 0 | 200.4 | 150.4 | 200.4 | 560.32 | 4069.8571 | 240.519 | 723.481 | 240.519 | 3829.3381 | 4069.8571 | -3829.3381 | 9900 | 0 | -2770.0907 | 0.99
2016-05-09 12:00 | 180000 | 50 | 0 | 200.4 | 150.4 | 200.4 | 560.32 | 4537.7361 | 240.519 | 723.481 | 240.519 | 4297.2171 | 4537.7361 | -4297.2171 | 9900 | 0 | -3829.3381 | 0.99
2016-05-09 13:00 | 180000 | 50 | 0 | 200.4 | 150.4 | 200.4 | 560.32 | 3524.71 | 240.519 | 723.481 | 240.519 | 3284.191 | 3524.71 | -3284.191 | 9900 | 0 | -4297.2171 | 0.99
2016-05-09 14:00 | 180000 | 50 | 0 | 200.4 | 150.4 | 200.4 | 560.32 | 4627.3338 | 240.519 | 723.481 | 240.519 | 4386.8148 | 4627.3338 | -4386.8148 | 9900 | 0 | -3284.191 | 0.99
2016-05-09 15:00 | 180000 | 50 | 0 | 200.4 | 150.4 | 200.4 | 560.32 | 4100.9776 | 240.519 | 723.481 | 240.519 | 3860.4587 | 4100.9776 | -3860.4587 | 9900 | 0 | -4386.8148 | 0.99
2016-05-09 16:00 | 180000 | 50 | 0 | 200.4 | 150.4 | 200.4 | 560.32 | 3622.9828 | 240.519 | 723.481 | 240.519 | 3382.4638 | 3622.9828 | -3382.4638 | 9900 | 0 | -3860.4587 | 0.99
2016-05-09 17:00 | 180000 | 50 | 0 | 200.4 | 150.4 | 200.4 | 560.32 | 2150.3985 | 240.519 | 723.481 | 240.519 | 1909.8795 | 2150.3985 | -1909.8795 | 9900 | 0 | -3382.4638 | 0.99
2016-05-09 18:00 | 180000 | 50 | 0 | 200.4 | 150.4 | 200.4 | 560.32 | 1563.9512 | 240.519 | 723.481 | 240.519 | 1323.4323 | 1563.9512 | -1323.4323 | 9900 | 0 | -1909.8795 | 0.99
2016-05-09 19:00 | 180000 | 50 | -50 | 0 | 150.4 | 0 | 0 | 160.6667 | -723.481 | 723.481 | -723.481 | 884.1477 | 595.8665 | -1319.3476 | 9900 | 0 | -1323.4323 | 0.99
2016-05-09 20:00 | 179950 | 50 | -16.6 | 33.4 | 0 | 33.4 | 93.3867 | 160.6667 | 160.6667 | 0 | 160.6667 | 0 | 202.6087 | -41.942 | 9900 | 0 | -1319.3476 | 0.99
2016-05-09 21:00 | 179933.4 | 50 | -16.6 | 33.4 | 0 | 33.4 | 93.3867 | 160.6667 | 160.6667 | 0 | 160.6667 | 0 | 209.5224 | -48.8557 | 9900 | 0 | -41.942 | 0.99
2016-05-09 22:00 | 179916.8 | 50 | -16.6 | 33.4 | 0 | 33.4 | 93.3867 | 160.6667 | 160.6667 | 0 | 160.6667 | 0 | 209.3104 | -48.6437 | 9900 | 0 | -48.8557 | 0.99
2016-05-09 23:00 | 179900.2 | 50 | -16.6 | 33.4 | 0 | 33.4 | 93.3867 | 160.6667 | 160.6667 | 0 | 160.6667 | 0 | 221.7355 | -61.0688 | 9900 | 0 | -48.6437 | 0.99
2016-05-10 | 179883.6 | 50 | -16.6 | 33.4 | 0 | 33.4 | 93.3867 | 160.6667 | 160.6667 | 0 | 160.6667 | 0 | 157.4488 | 3.2179 | 9900 | 0 | -61.0688 | 0.99
2016-05-10 01:00 | 179867 | 50 | -16.6 | 33.4 | 0 | 33.4 | 93.3867 | 160.6667 | 160.6667 | 0 | 160.6667 | 0 | 117.5873 | 43.0793 | 9897.1039 | 3.2179 | 0 | 0.98971
2016-05-10 02:00 | 179850.4 | 50 | -16.6 | 33.4 | 0 | 33.4 | 93.3867 | 160.6667 | 160.6667 | 0 | 160.6667 | 0 | 34.6824 | 125.9843 | 9858.3325 | 43.0793 | 0 | 0.98583
2016-05-10 03:00 | 179833.8 | 50 | -50 | 0 | 0 | 0 | 0 | 160.6667 | 0 | 0 | 0 | 160.6667 | 23.6749 | -23.6749 | 9744.9467 | 125.9843 | 0 | 0.97449
2016-05-10 04:00 | 179783.8 | 50 | -16.6 | 33.4 | 0 | 33.4 | 93.3867 | 160.6667 | 160.6667 | 0 | 160.6667 | 0 | 16.9056 | 143.761 | 9766.2541 | -23.6749 | 0 | 0.97663
2016-05-10 05:00 | 179767.2 | 50 | -16.6 | 33.4 | 0 | 33.4 | 93.3867 | 160.6667 | 160.6667 | 0 | 160.6667 | 0 | 0.72179 | 159.9449 | 9636.8691 | 143.761 | 0 | 0.96369
2016-05-10 06:00 | 179750.6 | 50 | -16.6 | 33.4 | 0 | 33.4 | 93.3867 | 160.6667 | 160.6667 | 0 | 160.6667 | 0 | 0 | 160.6667 | 9492.9188 | 159.9449 | 0 | 0.94929
2016-05-10 07:00 | 179734 | 50 | -50 | 0 | 0 | 0 | 0 | 160.6667 | 0 | 0 | 0 | 160.6667 | 854.4311 | -854.4311 | 9348.3188 | 160.6667 | 0 | 0.93483
2016-05-10 08:00 | 179684 | 50 | 150.4 | 200.4 | 0 | 200.4 | 560.32 | 1823.7154 | 964 | 0 | 964 | 859.7154 | 1823.7154 | -859.7154 | 9900 | -612.9792 | -1467.4102 | 0.99
2016-05-10 09:00 | 179834.4 | 50 | 150.4 | 200.4 | 0 | 200.4 | 560.32 | 2718.3622 | 964 | 0 | 964 | 1754.3622 | 2718.3622 | -1754.3622 | 9900 | 0 | -859.7154 | 0.99
2016-05-10 10:00 | 179984.8 | 50 | 15.2 | 200.4 | 0 | 200.4 | 560.32 | 3480.9758 | 964 | 0 | 964 | 2516.9758 | 3480.9758 | -2516.9758 | 9900 | 0 | -1754.3622 | 0.99
2016-05-10 11:00 | 180000 | 50 | 0 | 200.4 | 135.2 | 200.4 | 560.32 | 4065.4386 | 313.6367 | 650.3633 | 313.6367 | 3751.8019 | 4065.4386 | -3751.8019 | 9900 | 0 | -2516.9758 | 0.99
2016-05-10 12:00 | 180000 | 50 | 0 | 200.4 | 150.4 | 200.4 | 560.32 | 4413.3929 | 240.519 | 723.481 | 240.519 | 4172.8739 | 4413.3929 | -4172.8739 | 9900 | 0 | -3751.8019 | 0.99
2016-05-10 13:00 | 180000 | 50 | 0 | 200.4 | 150.4 | 200.4 | 560.32 | 4153.3748 | 240.519 | 723.481 | 240.519 | 3912.8559 | 4153.3748 | -3912.8559 | 9900 | 0 | -4172.8739 | 0.99
2016-05-10 14:00 | 180000 | 50 | 0 | 200.4 | 150.4 | 200.4 | 560.32 | 4357.3866 | 240.519 | 723.481 | 240.519 | 4116.8677 | 4357.3866 | -4116.8677 | 9900 | 0 | -3912.8559 | 0.99
2016-05-10 15:00 | 180000 | 50 | 0 | 200.4 | 150.4 | 200.4 | 560.32 | 3968.8757 | 240.519 | 723.481 | 240.519 | 3728.3567 | 3968.8757 | -3728.3567 | 9900 | 0 | -4116.8677 | 0.99
2016-05-10 16:00 | 180000 | 50 | 0 | 200.4 | 150.4 | 200.4 | 560.32 | 3278.1624 | 240.519 | 723.481 | 240.519 | 3037.6435 | 3278.1624 | -3037.6435 | 9900 | 0 | -3728.3567 | 0.99
2016-05-10 17:00 | 180000 | 50 | 0 | 200.4 | 150.4 | 200.4 | 560.32 | 2475.4017 | 240.519 | 723.481 | 240.519 | 2234.8827 | 2475.4017 | -2234.8827 | 9900 | 0 | -3037.6435 | 0.99
2016-05-10 18:00 | 180000 | 50 | 0 | 200.4 | 150.4 | 200.4 | 560.32 | 1038.9041 | 240.519 | 723.481 | 240.519 | 798.3851 | 1038.9041 | -798.3851 | 9900 | 0 | -2234.8827 | 0.99
2016-05-10 19:00 | 180000 | 50 | -50 | 0 | 150.4 | 0 | 0 | 160.6667 | -723.481 | 723.481 | -723.481 | 884.1477 | 728.9074 | -1452.3884 | 9900 | 0 | -798.3851 | 0.99
2016-05-10 20:00 | 179950 | 50 | -16.6 | 33.4 | 0 | 33.4 | 93.3867 | 160.6667 | 160.6667 | 0 | 160.6667 | 0 | 289.8613 | -129.1946 | 9900 | 0 | -1452.3884 | 0.99
2016-05-10 21:00 | 179933.4 | 50 | -16.6 | 33.4 | 0 | 33.4 | 93.3867 | 160.6667 | 160.6667 | 0 | 160.6667 | 0 | 281.0714 | -120.4048 | 9900 | 0 | -129.1946 | 0.99
2016-05-10 22:00 | 179916.8 | 50 | -16.6 | 33.4 | 0 | 33.4 | 93.3867 | 160.6667 | 160.6667 | 0 | 160.6667 | 0 | 278.8835 | -118.2169 | 9900 | 0 | -120.4048 | 0.99
2016-05-10 23:00 | 179900.2 | 50 | -16.6 | 33.4 | 0 | 33.4 | 93.3867 | 160.6667 | 160.6667 | 0 | 160.6667 | 0 | 171.9596 | -11.293 | 9900 | 0 | -118.2169 | 0.99
2016-05-11 | 179883.6 | 50 | -16.6 | 33.4 | 0 | 33.4 | 93.3867 | 160.6667 | 160.6667 | 0 | 160.6667 | 0 | 196.82 | -36.1534 | 9900 | 0 | -11.293 | 0.99
2016-05-11 01:00 | 179867 | 50 | -16.6 | 33.4 | 0 | 33.4 | 93.3867 | 160.6667 | 160.6667 | 0 | 160.6667 | 0 | 170.4704 | -9.8038 | 9900 | 0 | -36.1534 | 0.99
2016-05-11 02:00 | 179850.4 | 50 | -16.6 | 33.4 | 0 | 33.4 | 93.3867 | 160.6667 | 160.6667 | 0 | 160.6667 | 0 | 179.5195 | -18.8528 | 9900 | 0 | -9.8038 | 0.99
2016-05-11 03:00 | 179833.8 | 50 | -16.6 | 33.4 | 0 | 33.4 | 93.3867 | 160.6667 | 160.6667 | 0 | 160.6667 | 0 | 172.987 | -12.3203 | 9900 | 0 | -18.8528 | 0.99
2016-05-11 04:00 | 179817.2 | 50 | -16.6 | 33.4 | 0 | 33.4 | 93.3867 | 160.6667 | 160.6667 | 0 | 160.6667 | 0 | 118.961 | 41.7056 | 9900 | 0 | -12.3203 | 0.99
2016-05-11 05:00 | 179800.6 | 50 | -16.6 | 33.4 | 0 | 33.4 | 93.3867 | 160.6667 | 160.6667 | 0 | 160.6667 | 0 | 96.6807 | 63.9859 | 9862.4649 | 41.7056 | 0 | 0.98625
2016-05-11 06:00 | 179784 | 50 | -16.6 | 33.4 | 0 | 33.4 | 93.3867 | 160.6667 | 160.6667 | 0 | 160.6667 | 0 | 167.2035 | -6.5368 | 9804.8776 | 63.9859 | 0 | 0.98049
2016-05-11 07:00 | 179767.4 | 50 | 150.4 | 200.4 | 0 | 200.4 | 560.32 | 995.2277 | 964 | 0 | 964 | 31.2277 | 995.2277 | -31.2277 | 9810.7607 | -6.5368 | 0 | 0.98108
2016-05-11 08:00 | 179917.8 | 50 | 82.2 | 200.4 | 0 | 200.4 | 560.32 | 2139.9613 | 964 | 0 | 964 | 1175.9613 | 2139.9613 | -1175.9613 | 9838.8656 | -31.2277 | 0 | 0.98389
2016-05-11 09:00 | 180000 | 50 | 0 | 200.4 | 68.2 | 200.4 | 560.32 | 2005.0908 | 635.9321 | 328.0679 | 635.9321 | 1369.1587 | 2005.0908 | -1369.1587 | 9900 | -67.9271 | -1243.8884 | 0.99
2016-05-11 10:00 | 180000 | 50 | 0 | 200.4 | 150.4 | 200.4 | 560.32 | 3875.7181 | 240.519 | 723.481 | 240.519 | 3635.1991 | 3875.7181 | -3635.1991 | 9900 | 0 | -1369.1587 | 0.99
2016-05-11 11:00 | 180000 | 50 | 0 | 200.4 | 150.4 | 200.4 | 560.32 | 4456.4938 | 240.519 | 723.481 | 240.519 | 4215.9748 | 4456.4938 | -4215.9748 | 9900 | 0 | -3635.1991 | 0.99
2016-05-11 12:00 | 180000 | 50 | 0 | 200.4 | 150.4 | 200.4 | 560.32 | 4779.1003 | 240.519 | 723.481 | 240.519 | 4538.5813 | 4779.1003 | -4538.5813 | 9900 | 0 | -4215.9748 | 0.99
2016-05-11 13:00 | 180000 | 50 | 0 | 200.4 | 150.4 | 200.4 | 560.32 | 5095.8286 | 240.519 | 723.481 | 240.519 | 4855.3097 | 5095.8286 | -4855.3097 | 9900 | 0 | -4538.5813 | 0.99
2016-05-11 14:00 | 180000 | 50 | 0 | 200.4 | 150.4 | 200.4 | 560.32 | 2649.9045 | 240.519 | 723.481 | 240.519 | 2409.3855 | 2649.9045 | -2409.3855 | 9900 | 0 | -4855.3097 | 0.99
2016-05-11 15:00 | 180000 | 50 | 0 | 200.4 | 150.4 | 200.4 | 560.32 | 4587.0539 | 240.519 | 723.481 | 240.519 | 4346.535 | 4587.0539 | -4346.535 | 9900 | 0 | -2409.3855 | 0.99
2016-05-11 16:00 | 180000 | 50 | 0 | 200.4 | 150.4 | 200.4 | 560.32 | 2695.7843 | 240.519 | 723.481 | 240.519 | 2455.2654 | 2695.7843 | -2455.2654 | 9900 | 0 | -4346.535 | 0.99
2016-05-11 17:00 | 180000 | 50 | 0 | 200.4 | 150.4 | 200.4 | 560.32 | 2385.9344 | 240.519 | 723.481 | 240.519 | 2145.4154 | 2385.9344 | -2145.4154 | 9900 | 0 | -2455.2654 | 0.99
2016-05-11 18:00 | 180000 | 50 | 0 | 200.4 | 150.4 | 200.4 | 560.32 | 2140.1282 | 240.519 | 723.481 | 240.519 | 1899.6092 | 2140.1282 | -1899.6092 | 9900 | 0 | -2145.4154 | 0.99
2016-05-11 19:00 | 180000 | 50 | 0 | 200.4 | 150.4 | 200.4 | 560.32 | 1080.9653 | 240.519 | 723.481 | 240.519 | 840.4464 | 1080.9653 | -840.4464 | 9900 | 0 | -1899.6092 | 0.99
2016-05-11 20:00 | 180000 | 50 | -50 | 0 | 150.4 | 0 | 0 | 160.6667 | -723.481 | 723.481 | -723.481 | 884.1477 | 489.4116 | -1212.8926 | 9900 | 0 | -840.4464 | 0.99
2016-05-11 21:00 | 179950 | 50 | -16.6 | 33.4 | 0 | 33.4 | 93.3867 | 160.6667 | 160.6667 | 0 | 160.6667 | 0 | 304.2937 | -143.627 | 9900 | 0 | -1212.8926 | 0.99
2016-05-11 22:00 | 179933.4 | 50 | -16.6 | 33.4 | 0 | 33.4 | 93.3867 | 160.6667 | 160.6667 | 0 | 160.6667 | 0 | 401.0254 | -240.3588 | 9900 | 0 | -143.627 | 0.99
2016-05-11 23:00 | 179916.8 | 50 | -16.6 | 33.4 | 0 | 33.4 | 93.3867 | 160.6667 | 160.6667 | 0 | 160.6667 | 0 | 223.0399 | -62.3733 | 9900 | 0 | -240.3588 | 0.99
2016-05-12 | 179900.2 | 50 | -16.6 | 33.4 | 0 | 33.4 | 93.3867 | 160.6667 | 160.6667 | 0 | 160.6667 | 0 | 372.9048 | -212.2381 | 9900 | 0 | -62.3733 | 0.99
2016-05-12 01:00 | 179883.6 | 50 | -16.6 | 33.4 | 0 | 33.4 | 93.3867 | 160.6667 | 160.6667 | 0 | 160.6667 | 0 | 247.1401 | -86.4735 | 9900 | 0 | -212.2381 | 0.99
2016-05-12 02:00 | 179867 | 50 | -16.6 | 33.4 | 0 | 33.4 | 93.3867 | 160.6667 | 160.6667 | 0 | 160.6667 | 0 | 130.9553 | 29.7114 | 9900 | 0 | -86.4735 | 0.99
2016-05-12 03:00 | 179850.4 | 50 | -16.6 | 33.4 | 0 | 33.4 | 93.3867 | 160.6667 | 160.6667 | 0 | 160.6667 | 0 | 113.4199 | 47.2468 | 9873.2598 | 29.7114 | 0 | 0.98733
2016-05-12 04:00 | 179833.8 | 50 | -16.6 | 33.4 | 0 | 33.4 | 93.3867 | 160.6667 | 160.6667 | 0 | 160.6667 | 0 | 58.8591 | 101.8075 | 9830.7377 | 47.2468 | 0 | 0.98307
2016-05-12 05:00 | 179817.2 | 50 | -16.6 | 33.4 | 0 | 33.4 | 93.3867 | 160.6667 | 160.6667 | 0 | 160.6667 | 0 | 24.5549 | 136.1118 | 9739.1109 | 101.8075 | 0 | 0.97391
2016-05-12 06:00 | 179800.6 | 50 | -16.6 | 33.4 | 0 | 33.4 | 93.3867 | 160.6667 | 160.6667 | 0 | 160.6667 | 0 | 22.0682 | 138.5984 | 9616.6103 | 136.1118 | 0 | 0.96166
2016-05-12 07:00 | 179784 | 50 | -50 | 0 | 0 | 0 | 0 | 160.6667 | 0 | 0 | 0 | 160.6667 | 876.9962 | -876.9962 | 9491.8718 | 138.5984 | 0 | 0.94919
2016-05-12 08:00 | 179734 | 50 | 150.4 | 200.4 | 0 | 200.4 | 560.32 | 1839.7326 | 964 | 0 | 964 | 875.7326 | 1839.7326 | -875.7326 | 9900 | -453.4758 | -1330.472 | 0.99
2016-05-12 09:00 | 179884.4 | 50 | 115.6 | 200.4 | 0 | 200.4 | 560.32 | 2784.1902 | 964 | 0 | 964 | 1820.1902 | 2784.1902 | -1820.1902 | 9900 | 0 | -875.7326 | 0.99
2016-05-12 10:00 | 180000 | 50 | 0 | 200.4 | 34.8 | 200.4 | 560.32 | 3476.907 | 796.5988 | 167.4012 | 796.5988 | 2680.3082 | 3476.907 | -2680.3082 | 9900 | 0 | -1820.1902 | 0.99
2016-05-12 11:00 | 180000 | 50 | 0 | 200.4 | 150.4 | 200.4 | 560.32 | 4030.4855 | 240.519 | 723.481 | 240.519 | 3789.9666 | 4030.4855 | -3789.9666 | 9900 | 0 | -2680.3082 | 0.99
2016-05-12 12:00 | 180000 | 50 | 0 | 200.4 | 150.4 | 200.4 | 560.32 | 4406.3245 | 240.519 | 723.481 | 240.519 | 4165.8055 | 4406.3245 | -4165.8055 | 9900 | 0 | -3789.9666 | 0.99
2016-05-12 13:00 | 180000 | 50 | 0 | 200.4 | 150.4 | 200.4 | 560.32 | 4519.4748 | 240.519 | 723.481 | 240.519 | 4278.9558 | 4519.4748 | -4278.9558 | 9900 | 0 | -4165.8055 | 0.99
2016-05-12 14:00 | 180000 | 50 | 0 | 200.4 | 150.4 | 200.4 | 560.32 | 4366.4928 | 240.519 | 723.481 | 240.519 | 4125.9738 | 4366.4928 | -4125.9738 | 9900 | 0 | -4278.9558 | 0.99
2016-05-12 15:00 | 180000 | 50 | 0 | 200.4 | 150.4 | 200.4 | 560.32 | 3875.8292 | 240.519 | 723.481 | 240.519 | 3635.3102 | 3875.8292 | -3635.3102 | 9900 | 0 | -4125.9738 | 0.99
2016-05-12 16:00 | 180000 | 50 | 0 | 200.4 | 150.4 | 200.4 | 560.32 | 3248.351 | 240.519 | 723.481 | 240.519 | 3007.832 | 3248.351 | -3007.832 | 9900 | 0 | -3635.3102 | 0.99
2016-05-12 17:00 | 180000 | 50 | 0 | 200.4 | 150.4 | 200.4 | 560.32 | 3198.2598 | 240.519 | 723.481 | 240.519 | 2957.7408 | 3198.2598 | -2957.7408 | 9900 | 0 | -3007.832 | 0.99
2016-05-12 18:00 | 180000 | 50 | 0 | 200.4 | 150.4 | 200.4 | 560.32 | 2264.4327 | 240.519 | 723.481 | 240.519 | 2023.9137 | 2264.4327 | -2023.9137 | 9900 | 0 | -2957.7408 | 0.99
2016-05-12 19:00 | 180000 | 50 | 0 | 200.4 | 150.4 | 200.4 | 560.32 | 1117.9761 | 240.519 | 723.481 | 240.519 | 877.4571 | 1117.9761 | -877.4571 | 9900 | 0 | -2023.9137 | 0.99
2016-05-12 20:00 | 180000 | 50 | -16.6 | 33.4 | 150.4 | 33.4 | 93.3867 | 160.6667 | -562.8144 | 723.481 | -562.8144 | 723.481 | 229.8395 | -792.6539 | 9900 | 0 | -877.4571 | 0.99
2016-05-12 21:00 | 179983.4 | 50 | -16.6 | 33.4 | 0 | 33.4 | 93.3867 | 160.6667 | 160.6667 | 0 | 160.6667 | 0 | 253.9234 | -93.2567 | 9900 | 0 | -792.6539 | 0.99
2016-05-12 22:00 | 179966.8 | 50 | -16.6 | 33.4 | 0 | 33.4 | 93.3867 | 160.6667 | 160.6667 | 0 | 160.6667 | 0 | 259.5978 | -98.9312 | 9900 | 0 | -93.2567 | 0.99
2016-05-12 23:00 | 179950.2 | 50 | -16.6 | 33.4 | 0 | 33.4 | 93.3867 | 160.6667 | 160.6667 | 0 | 160.6667 | 0 | 270.425 | -109.7583 | 9900 | 0 | -98.9312 | 0.99
2016-05-13 | 179933.6 | 50 | -16.6 | 33.4 | 0 | 33.4 | 93.3867 | 160.6667 | 160.6667 | 0 | 160.6667 | 0 | 353.4825 | -192.8158 | 9900 | 0 | -109.7583 | 0.99
2016-05-13 01:00 | 179917 | 50 | -16.6 | 33.4 | 0 | 33.4 | 93.3867 | 160.6667 | 160.6667 | 0 | 160.6667 | 2.8422e-14 | 492.4207 | -331.754 | 9900 | 0 | -192.8158 | 0.99
2016-05-13 02:00 | 179900.4 | 50 | -50 | 0 | 0 | 0 | 0 | 160.6667 | 0 | 0 | 0 | 160.6667 | 515.9919 | -515.9919 | 9900 | 0 | -331.754 | 0.99
2016-05-13 03:00 | 179850.4 | 50 | -16.6 | 33.4 | 0 | 33.4 | 93.3867 | 160.6667 | 160.6667 | 0 | 160.6667 | 0 | 250.8579 | -90.1912 | 9900 | 0 | -515.9919 | 0.99
2016-05-13 04:00 | 179833.8 | 50 | -16.6 | 33.4 | 0 | 33.4 | 93.3867 | 160.6667 | 160.6667 | 0 | 160.6667 | 0 | 308.0552 | -147.3886 | 9900 | 0 | -90.1912 | 0.99
2016-05-13 05:00 | 179817.2 | 50 | -16.6 | 33.4 | 0 | 33.4 | 93.3867 | 160.6667 | 160.6667 | 0 | 160.6667 | 0 | 258.538 | -97.8713 | 9900 | 0 | -147.3886 | 0.99
2016-05-13 06:00 | 179800.6 | 50 | -16.6 | 33.4 | 0 | 33.4 | 93.3867 | 160.6667 | 160.6667 | 0 | 160.6667 | 0 | 245.5421 | -84.8754 | 9900 | 0 | -97.8713 | 0.99
2016-05-13 07:00 | 179784 | 50 | 150.4 | 200.4 | 0 | 200.4 | 560.32 | 1533.7617 | 964 | 0 | 964 | 569.7617 | 1533.7617 | -569.7617 | 9900 | 0 | -84.8754 | 0.99
2016-05-13 08:00 | 179934.4 | 50 | 65.6 | 200.4 | 0 | 200.4 | 560.32 | 2207.5122 | 964 | 0 | 964 | 1243.5122 | 2207.5122 | -1243.5122 | 9900 | 0 | -569.7617 | 0.99
2016-05-13 09:00 | 180000 | 50 | 0 | 200.4 | 84.8 | 200.4 | 560.32 | 3607.9261 | 556.0798 | 407.9202 | 556.0798 | 3051.8462 | 3607.9261 | -3051.8462 | 9900 | 0 | -1243.5122 | 0.99
2016-05-13 10:00 | 180000 | 50 | 0 | 200.4 | 150.4 | 200.4 | 560.32 | 4403.6107 | 240.519 | 723.481 | 240.519 | 4163.0917 | 4403.6107 | -4163.0917 | 9900 | 0 | -3051.8462 | 0.99
2016-05-13 11:00 | 180000 | 50 | 0 | 200.4 | 150.4 | 200.4 | 560.32 | 4923.0079 | 240.519 | 723.481 | 240.519 | 4682.4889 | 4923.0079 | -4682.4889 | 9900 | 0 | -4163.0917 | 0.99
2016-05-13 12:00 | 180000 | 50 | 0 | 200.4 | 150.4 | 200.4 | 560.32 | 3326.329 | 240.519 | 723.481 | 240.519 | 3085.81 | 3326.329 | -3085.81 | 9900 | 0 | -4682.4889 | 0.99
2016-05-13 13:00 | 180000 | 50 | 0 | 200.4 | 150.4 | 200.4 | 560.32 | 5328.0347 | 240.519 | 723.481 | 240.519 | 5087.5157 | 5328.0347 | -5087.5157 | 9900 | 0 | -3085.81 | 0.99
2016-05-13 14:00 | 180000 | 50 | 0 | 200.4 | 150.4 | 200.4 | 560.32 | 5178.9272 | 240.519 | 723.481 | 240.519 | 4938.4082 | 5178.9272 | -4938.4082 | 9900 | 0 | -5087.5157 | 0.99
2016-05-13 15:00 | 180000 | 50 | 0 | 200.4 | 150.4 | 200.4 | 560.32 | 4796.5006 | 240.519 | 723.481 | 240.519 | 4555.9816 | 4796.5006 | -4555.9816 | 9900 | 0 | -4938.4082 | 0.99
2016-05-13 16:00 | 180000 | 50 | 0 | 200.4 | 150.4 | 200.4 | 560.32 | 4176.1735 | 240.519 | 723.481 | 240.519 | 3935.6545 | 4176.1735 | -3935.6545 | 9900 | 0 | -4555.9816 | 0.99
2016-05-13 17:00 | 180000 | 50 | 0 | 200.4 | 150.4 | 200.4 | 560.32 | 3349.0734 | 240.519 | 723.481 | 240.519 | 3108.5544 | 3349.0734 | -3108.5544 | 9900 | 0 | -3935.6545 | 0.99
2016-05-13 18:00 | 180000 | 50 | 0 | 200.4 | 150.4 | 200.4 | 560.32 | 2380.401 | 240.519 | 723.481 | 240.519 | 2139.882 | 2380.401 | -2139.882 | 9900 | 0 | -3108.5544 | 0.99
2016-05-13 19:00 | 180000 | 50 | 0 | 200.4 | 150.4 | 200.4 | 560.32 | 1386.5903 | 240.519 | 723.481 | 240.519 | 1146.0713 | 1386.5903 | -1146.0713 | 9900 | 0 | -2139.882 | 0.99
2016-05-13 20:00 | 180000 | 50 | -50 | 0 | 150.4 | 0 | 0 | 160.6667 | -723.481 | 723.481 | -723.481 | 884.1477 | 903.4524 | -1626.9334 | 9900 | 0 | -1146.0713 | 0.99
2016-05-13 21:00 | 179950 | 50 | 50 | 200.4 | 0 | 200.4 | 560.32 | 990.2771 | 964 | 0 | 964 | 26.2771 | 990.2771 | -26.2771 | 9900 | 0 | -1626.9334 | 0.99
2016-05-13 22:00 | 180000 | 50 | -50 | 0 | 100.4 | 0 | 0 | 160.6667 | -482.9621 | 482.9621 | -482.9621 | 643.6287 | 811.0144 | -1293.9765 | 9900 | 0 | -26.2771 | 0.99
2016-05-13 23:00 | 179950 | 50 | -50 | 0 | 0 | 0 | 0 | 160.6667 | 0 | 0 | 0 | 160.6667 | 570.0297 | -570.0297 | 9900 | 0 | -1293.9765 | 0.99
2016-05-14 | 179900 | 50 | -16.6 | 33.4 | 0 | 33.4 | 93.3867 | 160.6667 | 160.6667 | 0 | 160.6667 | 0 | 409.9333 | -249.2667 | 9900 | 0 | -570.0297 | 0.99
2016-05-14 01:00 | 179883.4 | 50 | -16.6 | 33.4 | 0 | 33.4 | 93.3867 | 160.6667 | 160.6667 | 0 | 160.6667 | 0 | 373.5764 | -212.9098 | 9900 | 0 | -249.2667 | 0.99
2016-05-14 02:00 | 179866.8 | 50 | -50 | 0 | 0 | 0 | 0 | 160.6667 | 0 | 0 | 0 | 160.6667 | 799.8536 | -799.8536 | 9900 | 0 | -212.9098 | 0.99
2016-05-14 03:00 | 179816.8 | 50 | -50 | 0 | 0 | 0 | 0 | 160.6667 | 0 | 0 | 0 | 160.6667 | 821.8174 | -821.8174 | 9900 | 0 | -799.8536 | 0.99
2016-05-14 04:00 | 179766.8 | 50 | -50 | 0 | 0 | 0 | 0 | 160.6667 | 0 | 0 | 0 | 160.6667 | 513.747 | -513.747 | 9900 | 0 | -821.8174 | 0.99
2016-05-14 05:00 | 179716.8 | 50 | -16.6 | 33.4 | 0 | 33.4 | 93.3867 | 160.6667 | 160.6667 | 0 | 160.6667 | 0 | 320.5684 | -159.9017 | 9900 | 0 | -513.747 | 0.99
2016-05-14 06:00 | 179700.2 | 50 | -50 | 0 | 0 | 0 | 0 | 160.6667 | 0 | 0 | 0 | 160.6667 | 444.4185 | -444.4185 | 9900 | 0 | -159.9017 | 0.99
2016-05-14 07:00 | 179650.2 | 50 | 150.4 | 200.4 | 0 | 200.4 | 560.32 | 1709.1899 | 964 | 0 | 964 | 745.1899 | 1709.1899 | -745.1899 | 9900 | 0 | -444.4185 | 0.99
2016-05-14 08:00 | 179800.6 | 50 | 150.4 | 200.4 | 0 | 200.4 | 560.32 | 2666.9474 | 964 | 0 | 964 | 1702.9474 | 2666.9474 | -1702.9474 | 9900 | 0 | -745.1899 | 0.99
2016-05-14 09:00 | 179951 | 50 | 49 | 200.4 | 0 | 200.4 | 560.32 | 3547.0547 | 964 | 0 | 964 | 2583.0547 | 3547.0547 | -2583.0547 | 9900 | 0 | -1702.9474 | 0.99
2016-05-14 10:00 | 180000 | 50 | 0 | 200.4 | 101.4 | 200.4 | 560.32 | 4217.8916 | 476.2275 | 487.7725 | 476.2275 | 3741.6641 | 4217.8916 | -3741.6641 | 9900 | 0 | -2583.0547 | 0.99
2016-05-14 11:00 | 180000 | 50 | 0 | 200.4 | 150.4 | 200.4 | 560.32 | 4868.1939 | 240.519 | 723.481 | 240.519 | 4627.6749 | 4868.1939 | -4627.6749 | 9900 | 0 | -3741.6641 | 0.99
2016-05-14 12:00 | 180000 | 50 | 0 | 200.4 | 150.4 | 200.4 | 560.32 | 5237.0087 | 240.519 | 723.481 | 240.519 | 4996.4897 | 5237.0087 | -4996.4897 | 9900 | 0 | -4627.6749 | 0.99
2016-05-14 13:00 | 180000 | 50 | 0 | 200.4 | 150.4 | 200.4 | 560.32 | 5371.7016 | 240.519 | 723.481 | 240.519 | 5131.1826 | 5371.7016 | -5131.1826 | 9900 | 0 | -4996.4897 | 0.99
2016-05-14 14:00 | 180000 | 50 | 0 | 200.4 | 150.4 | 200.4 | 560.32 | 5205.9374 | 240.519 | 723.481 | 240.519 | 4965.4184 | 5205.9374 | -4965.4184 | 9900 | 0 | -5131.1826 | 0.99
2016-05-14 15:00 | 180000 | 50 | 0 | 200.4 | 150.4 | 200.4 | 560.32 | 2707.7766 | 240.519 | 723.481 | 240.519 | 2467.2576 | 2707.7766 | -2467.2576 | 9900 | 0 | -4965.4184 | 0.99
2016-05-14 16:00 | 180000 | 50 | 0 | 200.4 | 150.4 | 200.4 | 560.32 | 4159.0676 | 240.519 | 723.481 | 240.519 | 3918.5487 | 4159.0676 | -3918.5487 | 9900 | 0 | -2467.2576 | 0.99
2016-05-14 17:00 | 180000 | 50 | 0 | 200.4 | 150.4 | 200.4 | 560.32 | 3357.162 | 240.519 | 723.481 | 240.519 | 3116.643 | 3357.162 | -3116.643 | 9900 | 0 | -3918.5487 | 0.99
2016-05-14 18:00 | 180000 | 50 | 0 | 200.4 | 150.4 | 200.4 | 560.32 | 2429.4288 | 240.519 | 723.481 | 240.519 | 2188.9099 | 2429.4288 | -2188.9099 | 9900 | 0 | -3116.643 | 0.99
2016-05-14 19:00 | 180000 | 50 | 0 | 200.4 | 150.4 | 200.4 | 560.32 | 1367.8324 | 240.519 | 723.481 | 240.519 | 1127.3134 | 1367.8324 | -1127.3134 | 9900 | 0 | -2188.9099 | 0.99
2016-05-14 20:00 | 180000 | 50 | -50 | 0 | 150.4 | 0 | 0 | 160.6667 | -723.481 | 723.481 | -723.481 | 884.1477 | 690.8391 | -1414.3201 | 9900 | 0 | -1127.3134 | 0.99
2016-05-14 21:00 | 179950 | 50 | -50 | 0 | 0 | 0 | 0 | 160.6667 | 0 | 0 | 0 | 160.6667 | 681.0035 | -681.0035 | 9900 | 0 | -1414.3201 | 0.99
2016-05-14 22:00 | 179900 | 50 | -50 | 0 | 0 | 0 | 0 | 160.6667 | 0 | 0 | 0 | 160.6667 | 685.5579 | -685.5579 | 9900 | 0 | -681.0035 | 0.99
2016-05-14 23:00 | 179850 | 50 | -50 | 0 | 0 | 0 | 0 | 160.6667 | 0 | 0 | 0 | 160.6667 | 843.1861 | -843.1861 | 9900 | 0 | -685.5579 | 0.99
2016-05-15 | 179800 | 50 | -50 | 0 | 0 | 0 | 0 | 160.6667 | 0 | 0 | 0 | 160.6667 | 840.9004 | -840.9004 | 9900 | 0 | -843.1861 | 0.99
2016-05-15 01:00 | 179750 | 50 | -50 | 0 | 0 | 0 | 0 | 160.6667 | 0 | 0 | 0 | 160.6667 | 708.5533 | -708.5533 | 9900 | 0 | -840.9004 | 0.99
2016-05-15 02:00 | 179700 | 50 | -50 | 0 | 0 | 0 | 0 | 160.6667 | 0 | 0 | 0 | 160.6667 | 682.4599 | -682.4599 | 9900 | 0 | -708.5533 | 0.99
2016-05-15 03:00 | 179650 | 50 | -50 | 0 | 0 | 0 | 0 | 160.6667 | 0 | 0 | 0 | 160.6667 | 587.0027 | -587.0027 | 9900 | 0 | -682.4599 | 0.99
2016-05-15 04:00 | 179600 | 50 | -50 | 0 | 0 | 0 | 0 | 160.6667 | 0 | 0 | 0 | 160.6667 | 535.6862 | -535.6862 | 9900 | 0 | -587.0027 | 0.99
2016-05-15 05:00 | 179550 | 50 | -50 | 0 | 0 | 0 | 0 | 160.6667 | 0 | 0 | 0 | 160.6667 | 745.8831 | -745.8831 | 9900 | 0 | -535.6862 | 0.99
2016-05-15 06:00 | 179500 | 50 | -50 | 0 | 0 | 0 | 0 | 160.6667 | 0 | 0 | 0 | 160.6667 | 625.0531 | -625.0531 | 9900 | 0 | -745.8831 | 0.99
2016-05-15 07:00 | 179450 | 50 | 150.4 | 200.4 | 0 | 200.4 | 560.32 | 1492.9382 | 964 | 0 | 964 | 528.9382 | 1492.9382 | -528.9382 | 9900 | 0 | -625.0531 | 0.99
2016-05-15 08:00 | 179600.4 | 50 | 150.4 | 200.4 | 0 | 200.4 | 560.32 | 2331.3659 | 964 | 0 | 964 | 1367.3659 | 2331.3659 | -1367.3659 | 9900 | 0 | -528.9382 | 0.99
2016-05-15 09:00 | 179750.8 | 50 | 150.4 | 200.4 | 0 | 200.4 | 560.32 | 2748.13 | 964 | 0 | 964 | 1784.13 | 2748.13 | -1784.13 | 9900 | 0 | -1367.3659 | 0.99
2016-05-15 10:00 | 179901.2 | 50 | 98.8 | 200.4 | 0 | 200.4 | 560.32 | 4292.8131 | 964 | 0 | 964 | 3328.8131 | 4292.8131 | -3328.8131 | 9900 | 0 | -1784.13 | 0.99
2016-05-15 11:00 | 180000 | 50 | 0 | 200.4 | 51.6 | 200.4 | 560.32 | 5005.2229 | 715.7844 | 248.2156 | 715.7844 | 4289.4385 | 5005.2229 | -4289.4385 | 9900 | 0 | -3328.8131 | 0.99
2016-05-15 12:00 | 180000 | 50 | 0 | 200.4 | 150.4 | 200.4 | 560.32 | 3804.2124 | 240.519 | 723.481 | 240.519 | 3563.6935 | 3804.2124 | -3563.6935 | 9900 | 0 | -4289.4385 | 0.99
2016-05-15 13:00 | 180000 | 50 | 0 | 200.4 | 150.4 | 200.4 | 560.32 | 5153.9482 | 240.519 | 723.481 | 240.519 | 4913.4293 | 5153.9482 | -4913.4293 | 9900 | 0 | -3563.6935 | 0.99
2016-05-15 14:00 | 180000 | 50 | 0 | 200.4 | 150.4 | 200.4 | 560.32 | 5250.2005 | 240.519 | 723.481 | 240.519 | 5009.6816 | 5250.2005 | -5009.6816 | 9900 | 0 | -4913.4293 | 0.99
2016-05-15 15:00 | 180000 | 50 | 0 | 200.4 | 150.4 | 200.4 | 560.32 | 4827.3293 | 240.519 | 723.481 | 240.519 | 4586.8104 | 4827.3293 | -4586.8104 | 9900 | 0 | -5009.6816 | 0.99
2016-05-15 16:00 | 180000 | 50 | 0 | 200.4 | 150.4 | 200.4 | 560.32 | 4189.6531 | 240.519 | 723.481 | 240.519 | 3949.1342 | 4189.6531 | -3949.1342 | 9900 | 0 | -4586.8104 | 0.99
2016-05-15 17:00 | 180000 | 50 | 0 | 200.4 | 150.4 | 200.4 | 560.32 | 2579.1424 | 240.519 | 723.481 | 240.519 | 2338.6235 | 2579.1424 | -2338.6235 | 9900 | 0 | -3949.1342 | 0.99
2016-05-15 18:00 | 180000 | 50 | 0 | 200.4 | 150.4 | 200.4 | 560.32 | 2456.9079 | 240.519 | 723.481 | 240.519 | 2216.389 | 2456.9079 | -2216.389 | 9900 | 0 | -2338.6235 | 0.99
2016-05-15 19:00 | 180000 | 50 | 0 | 200.4 | 150.4 | 200.4 | 560.32 | 1479.6731 | 240.519 | 723.481 | 240.519 | 1239.1542 | 1479.6731 | -1239.1542 | 9900 | 0 | -2216.389 | 0.99
2016-05-15 20:00 | 180000 | 50 | -50 | 0 | 150.4 | 0 | 0 | 160.6667 | -723.481 | 723.481 | -723.481 | 884.1477 | 945.4004 | -1668.8815 | 9900 | 0 | -1239.1542 | 0.99
2016-05-15 21:00 | 179950 | 50 | -50 | 0 | 0 | 0 | 0 | 160.6667 | 0 | 0 | 0 | 160.6667 | 847.329 | -847.329 | 9900 | 0 | -1668.8815 | 0.99
2016-05-15 22:00 | 179900 | 50 | 100 | 200.4 | 0 | 200.4 | 560.32 | 975.1659 | 964 | 0 | 964 | 11.1659 | 975.1659 | -11.1659 | 9900 | 0 | -847.329 | 0.99
2016-05-15 23:00 | 180000 | 50 | -50 | 0 | 50.4 | 0 | 0 | 160.6667 | -242.4431 | 242.4431 | -242.4431 | 403.1098 | 849.0433 | -1091.4864 | 9900 | 0 | -11.1659 | 0.99
2016-05-16 | 179950 | 50 | -50 | 0 | 0 | 0 | 0 | 160.6667 | 0 | 0 | 0 | 160.6667 | 669.8823 | -669.8823 | 9900 | 0 | -1091.4864 | 0.99
2016-05-16 01:00 | 179900 | 50 | -50 | 0 | 0 | 0 | 0 | 160.6667 | 0 | 0 | 0 | 160.6667 | 704.8629 | -704.8629 | 9900 | 0 | -669.8823 | 0.99
2016-05-16 02:00 | 179850 | 50 | -50 | 0 | 0 | 0 | 0 | 160.6667 | 0 | 0 | 0 | 160.6667 | 637.3395 | -637.3395 | 9900 | 0 | -704.8629 | 0.99
2016-05-16 03:00 | 179800 | 50 | -50 | 0 | 0 | 0 | 0 | 160.6667 | 0 | 0 | 0 | 160.6667 | 682.7511 | -682.7511 | 9900 | 0 | -637.3395 | 0.99
2016-05-16 04:00 | 179750 | 50 | -50 | 0 | 0 | 0 | 0 | 160.6667 | 0 | 0 | 0 | 160.6667 | 697.4372 | -697.4372 | 9900 | 0 | -682.7511 | 0.99
2016-05-16 05:00 | 179700 | 50 | -50 | 0 | 0 | 0 | 0 | 160.6667 | 0 | 0 | 0 | 160.6667 | 557.6904 | -557.6904 | 9900 | 0 | -697.4372 | 0.99
2016-05-16 06:00 | 179650 | 50 | -50 | 0 | 0 | 0 | 0 | 160.6667 | 0 | 0 | 0 | 160.6667 | 562.9068 | -562.9068 | 9900 | 0 | -557.6904 | 0.99
2016-05-16 07:00 | 179600 | 50 | 150.4 | 200.4 | 0 | 200.4 | 560.32 | 1219.1293 | 964 | 0 | 964 | 255.1293 | 1219.1293 | -255.1293 | 9900 | 0 | -562.9068 | 0.99
2016-05-16 08:00 | 179750.4 | 50 | 150.4 | 200.4 | 0 | 200.4 | 560.32 | 2729.7822 | 964 | 0 | 964 | 1765.7822 | 2729.7822 | -1765.7822 | 9900 | 0 | -255.1293 | 0.99
2016-05-16 09:00 | 179900.8 | 50 | 99.2 | 200.4 | 0 | 200.4 | 560.32 | 3686.8333 | 964 | 0 | 964 | 2722.8333 | 3686.8333 | -2722.8333 | 9900 | 0 | -1765.7822 | 0.99
2016-05-16 10:00 | 180000 | 50 | 0 | 200.4 | 51.2 | 200.4 | 560.32 | 4473.9588 | 717.7086 | 246.2914 | 717.7086 | 3756.2502 | 4473.9588 | -3756.2502 | 9900 | 0 | -2722.8333 | 0.99
2016-05-16 11:00 | 180000 | 50 | 0 | 200.4 | 150.4 | 200.4 | 560.32 | 5036.8894 | 240.519 | 723.481 | 240.519 | 4796.3705 | 5036.8894 | -4796.3705 | 9900 | 0 | -3756.2502 | 0.99
2016-05-16 12:00 | 180000 | 50 | 0 | 200.4 | 150.4 | 200.4 | 560.32 | 5360.7108 | 240.519 | 723.481 | 240.519 | 5120.1919 | 5360.7108 | -5120.1919 | 9900 | 0 | -4796.3705 | 0.99
2016-05-16 13:00 | 180000 | 50 | 0 | 200.4 | 150.4 | 200.4 | 560.32 | 5434.8256 | 240.519 | 723.481 | 240.519 | 5194.3066 | 5434.8256 | -5194.3066 | 9900 | 0 | -5120.1919 | 0.99
2016-05-16 14:00 | 180000 | 50 | 0 | 200.4 | 150.4 | 200.4 | 560.32 | 5254.1828 | 240.519 | 723.481 | 240.519 | 5013.6639 | 5254.1828 | -5013.6639 | 9900 | 0 | -5194.3066 | 0.99
2016-05-16 15:00 | 180000 | 50 | 0 | 200.4 | 150.4 | 200.4 | 560.32 | 2613.0961 | 240.519 | 723.481 | 240.519 | 2372.5772 | 2613.0961 | -2372.5772 | 9900 | 0 | -5013.6639 | 0.99
2016-05-16 16:00 | 180000 | 50 | 0 | 200.4 | 150.4 | 200.4 | 560.32 | 4194.3892 | 240.519 | 723.481 | 240.519 | 3953.8703 | 4194.3892 | -3953.8703 | 9900 | 0 | -2372.5772 | 0.99
2016-05-16 17:00 | 180000 | 50 | 0 | 200.4 | 150.4 | 200.4 | 560.32 | 3387.4615 | 240.519 | 723.481 | 240.519 | 3146.9426 | 3387.4615 | -3146.9426 | 9900 | 0 | -3953.8703 | 0.99
2016-05-16 18:00 | 180000 | 50 | 0 | 200.4 | 150.4 | 200.4 | 560.32 | 2465.3009 | 240.519 | 723.481 | 240.519 | 2224.7819 | 2465.3009 | -2224.7819 | 9900 | 0 | -3146.9426 | 0.99
2016-05-16 19:00 | 180000 | 50 | 0 | 200.4 | 150.4 | 200.4 | 560.32 | 1490.7509 | 240.519 | 723.481 | 240.519 | 1250.2319 | 1490.7509 | -1250.2319 | 9900 | 0 | -2224.7819 | 0.99
2016-05-16 20:00 | 180000 | 50 | 0 | 200.4 | 150.4 | 200.4 | 560.32 | 981.9235 | 240.519 | 723.481 | 240.519 | 741.4045 | 981.9235 | -741.4045 | 9900 | 0 | -1250.2319 | 0.99
2016-05-16 21:00 | 180000 | 50 | 0 | 200.4 | 150.4 | 200.4 | 560.32 | 998.2742 | 240.519 | 723.481 | 240.519 | 757.7552 | 998.2742 | -757.7552 | 9900 | 0 | -741.4045 | 0.99
2016-05-16 22:00 | 180000 | 50 | 0 | 200.4 | 150.4 | 200.4 | 560.32 | 965.0217 | 240.519 | 723.481 | 240.519 | 724.5027 | 965.0217 | -724.5027 | 9900 | 0 | -757.7552 | 0.99
2016-05-16 23:00 | 180000 | 50 | 0 | 200.4 | 150.4 | 200.4 | 560.32 | 996.3276 | 240.519 | 723.481 | 240.519 | 755.8086 | 996.3276 | -755.8086 | 9900 | 0 | -724.5027 | 0.99
2016-05-17 | 180000 | 50 | 0 | 200.4 | 150.4 | 200.4 | 560.32 | 989.5447 | 240.519 | 723.481 | 240.519 | 749.0258 | 989.5447 | -749.0258 | 9900 | 0 | -755.8086 | 0.99
2016-05-17 01:00 | 180000 | 50 | 0 | 200.4 | 150.4 | 200.4 | 560.32 | 975.1053 | 240.519 | 723.481 | 240.519 | 734.5864 | 975.1053 | -734.5864 | 9900 | 0 | -749.0258 | 0.99
2016-05-17 02:00 | 180000 | 50 | -50 | 0 | 150.4 | 0 | 0 | 160.6667 | -723.481 | 723.481 | -723.481 | 884.1477 | 906.829 | -1630.31 | 9900 | 0 | -734.5864 | 0.99
2016-05-17 03:00 | 179950 | 50 | -50 | 0 | 0 | 0 | 0 | 160.6667 | 0 | 0 | 0 | 160.6667 | 922.1753 | -922.1753 | 9900 | 0 | -1630.31 | 0.99
2016-05-17 04:00 | 179900 | 50 | -50 | 0 | 0 | 0 | 0 | 160.6667 | 0 | 0 | 0 | 160.6667 | 716.4935 | -716.4935 | 9900 | 0 | -922.1753 | 0.99
2016-05-17 05:00 | 179850 | 50 | -50 | 0 | 0 | 0 | 0 | 160.6667 | 0 | 0 | 0 | 160.6667 | 830.8355 | -830.8355 | 9900 | 0 | -716.4935 | 0.99
2016-05-17 06:00 | 179800 | 50 | -50 | 0 | 0 | 0 | 0 | 160.6667 | 0 | 0 | 0 | 160.6667 | 781.1775 | -781.1775 | 9900 | 0 | -830.8355 | 0.99
2016-05-17 07:00 | 179750 | 50 | 150.4 | 200.4 | 0 | 200.4 | 560.32 | 1216.2803 | 964 | 0 | 964 | 252.2803 | 1216.2803 | -252.2803 | 9900 | 0 | -781.1775 | 0.99
2016-05-17 08:00 | 179900.4 | 50 | 99.6 | 200.4 | 0 | 200.4 | 560.32 | 2193.2721 | 964 | 0 | 964 | 1229.2721 | 2193.2721 | -1229.2721 | 9900 | 0 | -252.2803 | 0.99
2016-05-17 09:00 | 180000 | 50 | 0 | 200.4 | 50.8 | 200.4 | 560.32 | 3645.3138 | 719.6327 | 244.3673 | 719.6327 | 2925.6811 | 3645.3138 | -2925.6811 | 9900 | 0 | -1229.2721 | 0.99
2016-05-17 10:00 | 180000 | 50 | 0 | 200.4 | 150.4 | 200.4 | 560.32 | 4444.3086 | 240.519 | 723.481 | 240.519 | 4203.7896 | 4444.3086 | -4203.7896 | 9900 | 0 | -2925.6811 | 0.99
2016-05-17 11:00 | 180000 | 50 | 0 | 200.4 | 150.4 | 200.4 | 560.32 | 5027.205 | 240.519 | 723.481 | 240.519 | 4786.686 | 5027.205 | -4786.686 | 9900 | 0 | -4203.7896 | 0.99
2016-05-17 12:00 | 180000 | 50 | 0 | 200.4 | 150.4 | 200.4 | 560.32 | 5354.8779 | 240.519 | 723.481 | 240.519 | 5114.3589 | 5354.8779 | -5114.3589 | 9900 | 0 | -4786.686 | 0.99
2016-05-17 13:00 | 180000 | 50 | 0 | 200.4 | 150.4 | 200.4 | 560.32 | 5415.649 | 240.519 | 723.481 | 240.519 | 5175.13 | 5415.649 | -5175.13 | 9900 | 0 | -5114.3589 | 0.99
2016-05-17 14:00 | 180000 | 50 | 0 | 200.4 | 150.4 | 200.4 | 560.32 | 5200.1534 | 240.519 | 723.481 | 240.519 | 4959.6345 | 5200.1534 | -4959.6345 | 9900 | 0 | -5175.13 | 0.99
2016-05-17 15:00 | 180000 | 50 | 0 | 200.4 | 150.4 | 200.4 | 560.32 | 4812.8021 | 240.519 | 723.481 | 240.519 | 4572.2831 | 4812.8021 | -4572.2831 | 9900 | 0 | -4959.6345 | 0.99
2016-05-17 16:00 | 180000 | 50 | 0 | 200.4 | 150.4 | 200.4 | 560.32 | 4169.2611 | 240.519 | 723.481 | 240.519 | 3928.7421 | 4169.2611 | -3928.7421 | 9900 | 0 | -4572.2831 | 0.99
2016-05-17 17:00 | 180000 | 50 | 0 | 200.4 | 150.4 | 200.4 | 560.32 | 3349.3466 | 240.519 | 723.481 | 240.519 | 3108.8276 | 3349.3466 | -3108.8276 | 9900 | 0 | -3928.7421 | 0.99
2016-05-17 18:00 | 180000 | 50 | 0 | 200.4 | 150.4 | 200.4 | 560.32 | 2303.8858 | 240.519 | 723.481 | 240.519 | 2063.3669 | 2303.8858 | -2063.3669 | 9900 | 0 | -3108.8276 | 0.99
2016-05-17 19:00 | 180000 | 50 | 0 | 200.4 | 150.4 | 200.4 | 560.32 | 1127.7437 | 240.519 | 723.481 | 240.519 | 887.2248 | 1127.7437 | -887.2248 | 9900 | 0 | -2063.3669 | 0.99
2016-05-17 20:00 | 180000 | 50 | -50 | 0 | 150.4 | 0 | 0 | 160.6667 | -723.481 | 723.481 | -723.481 | 884.1477 | 708.8217 | -1432.3028 | 9900 | 0 | -887.2248 | 0.99
2016-05-17 21:00 | 179950 | 50 | -50 | 0 | 0 | 0 | 0 | 160.6667 | 0 | 0 | 0 | 160.6667 | 839.7836 | -839.7836 | 9900 | 0 | -1432.3028 | 0.99
2016-05-17 22:00 | 179900 | 50 | -50 | 0 | 0 | 0 | 0 | 160.6667 | 0 | 0 | 0 | 160.6667 | 651.5852 | -651.5852 | 9900 | 0 | -839.7836 | 0.99
2016-05-17 23:00 | 179850 | 50 | -50 | 0 | 0 | 0 | 0 | 160.6667 | 0 | 0 | 0 | 160.6667 | 609.6688 | -609.6688 | 9900 | 0 | -651.5852 | 0.99
2016-05-18 | 179800 | 50 | -16.6 | 33.4 | 0 | 33.4 | 93.3867 | 160.6667 | 160.6667 | 0 | 160.6667 | 0 | 173.7635 | -13.0969 | 9900 | 0 | -609.6688 | 0.99
2016-05-18 01:00 | 179783.4 | 50 | -16.6 | 33.4 | 0 | 33.4 | 93.3867 | 160.6667 | 160.6667 | 0 | 160.6667 | 0 | 289.9573 | -129.2907 | 9900 | 0 | -13.0969 | 0.99
2016-05-18 02:00 | 179766.8 | 50 | -50 | 0 | 0 | 0 | 0 | 160.6667 | 0 | 0 | 0 | 160.6667 | 848.1731 | -848.1731 | 9900 | 0 | -129.2907 | 0.99
2016-05-18 03:00 | 179716.8 | 50 | -16.6 | 33.4 | 0 | 33.4 | 93.3867 | 160.6667 | 160.6667 | 0 | 160.6667 | 0 | 211.4628 | -50.7961 | 9900 | 0 | -848.1731 | 0.99
2016-05-18 04:00 | 179700.2 | 50 | -16.6 | 33.4 | 0 | 33.4 | 93.3867 | 160.6667 | 160.6667 | 0 | 160.6667 | 0 | 41.9053 | 118.7613 | 9900 | 0 | -50.7961 | 0.99
2016-05-18 05:00 | 179683.6 | 50 | -16.6 | 33.4 | 0 | 33.4 | 93.3867 | 160.6667 | 160.6667 | 0 | 160.6667 | 0 | 11.9075 | 148.7592 | 9793.1148 | 118.7613 | 0 | 0.97931
2016-05-18 06:00 | 179667 | 50 | -16.6 | 33.4 | 0 | 33.4 | 93.3867 | 160.6667 | 160.6667 | 0 | 160.6667 | 0 | 0.14257 | 160.5241 | 9659.2316 | 148.7592 | 0 | 0.96592
2016-05-18 07:00 | 179650.4 | 50 | -50 | 0 | 0 | 0 | 0 | 160.6667 | 0 | 0 | 0 | 160.6667 | 618.1593 | -618.1593 | 9514.7599 | 160.5241 | 0 | 0.95148
2016-05-18 08:00 | 179600.4 | 50 | 150.4 | 200.4 | 0 | 200.4 | 560.32 | 1874.1453 | 964 | 0 | 964 | 910.1453 | 1874.1453 | -910.1453 | 9900 | -428.0446 | -1046.2039 | 0.99
2016-05-18 09:00 | 179750.8 | 50 | 150.4 | 200.4 | 0 | 200.4 | 560.32 | 2765.2236 | 964 | 0 | 964 | 1801.2236 | 2765.2236 | -1801.2236 | 9900 | 0 | -910.1453 | 0.99
2016-05-18 10:00 | 179901.2 | 50 | 98.8 | 200.4 | 0 | 200.4 | 560.32 | 3635.9945 | 964 | 0 | 964 | 2671.9945 | 3635.9945 | -2671.9945 | 9900 | 0 | -1801.2236 | 0.99
2016-05-18 11:00 | 180000 | 50 | 0 | 200.4 | 51.6 | 200.4 | 560.32 | 4056.4924 | 715.7844 | 248.2156 | 715.7844 | 3340.7079 | 4056.4924 | -3340.7079 | 9900 | 0 | -2671.9945 | 0.99
2016-05-18 12:00 | 180000 | 50 | 0 | 200.4 | 150.4 | 200.4 | 560.32 | 4488.8934 | 240.519 | 723.481 | 240.519 | 4248.3745 | 4488.8934 | -4248.3745 | 9900 | 0 | -3340.7079 | 0.99
2016-05-18 13:00 | 180000 | 50 | 0 | 200.4 | 150.4 | 200.4 | 560.32 | 3774.4234 | 240.519 | 723.481 | 240.519 | 3533.9044 | 3774.4234 | -3533.9044 | 9900 | 0 | -4248.3745 | 0.99
2016-05-18 14:00 | 180000 | 50 | 0 | 200.4 | 150.4 | 200.4 | 560.32 | 4320.9548 | 240.519 | 723.481 | 240.519 | 4080.4358 | 4320.9548 | -4080.4358 | 9900 | 0 | -3533.9044 | 0.99
2016-05-18 15:00 | 180000 | 50 | 0 | 200.4 | 150.4 | 200.4 | 560.32 | 3902.09 | 240.519 | 723.481 | 240.519 | 3661.571 | 3902.09 | -3661.571 | 9900 | 0 | -4080.4358 | 0.99
2016-05-18 16:00 | 180000 | 50 | 0 | 200.4 | 150.4 | 200.4 | 560.32 | 3239.8368 | 240.519 | 723.481 | 240.519 | 2999.3179 | 3239.8368 | -2999.3179 | 9900 | 0 | -3661.571 | 0.99
2016-05-18 17:00 | 180000 | 50 | 0 | 200.4 | 150.4 | 200.4 | 560.32 | 2422.3164 | 240.519 | 723.481 | 240.519 | 2181.7974 | 2422.3164 | -2181.7974 | 9900 | 0 | -2999.3179 | 0.99
2016-05-18 18:00 | 180000 | 50 | 0 | 200.4 | 150.4 | 200.4 | 560.32 | 1496.8387 | 240.519 | 723.481 | 240.519 | 1256.3197 | 1496.8387 | -1256.3197 | 9900 | 0 | -2181.7974 | 0.99
2016-05-18 19:00 | 180000 | 50 | -16.6 | 33.4 | 150.4 | 33.4 | 93.3867 | 160.6667 | -562.8144 | 723.481 | -562.8144 | 723.481 | 482.1844 | -1044.9988 | 9900 | 0 | -1256.3197 | 0.99
2016-05-18 20:00 | 179983.4 | 50 | -16.6 | 33.4 | 0 | 33.4 | 93.3867 | 160.6667 | 160.6667 | 0 | 160.6667 | 0 | 8.4146 | 152.2521 | 9900 | 0 | -1044.9988 | 0.99
2016-05-18 21:00 | 179966.8 | 50 | -16.6 | 33.4 | 0 | 33.4 | 93.3867 | 160.6667 | 160.6667 | 0 | 160.6667 | 0 | 15.9789 | 144.6877 | 9762.9731 | 152.2521 | 0 | 0.9763
2016-05-18 22:00 | 179950.2 | 50 | -16.6 | 33.4 | 0 | 33.4 | 93.3867 | 160.6667 | 160.6667 | 0 | 160.6667 | 0 | 17.4074 | 143.2593 | 9632.7542 | 144.6877 | 0 | 0.96328
2016-05-18 23:00 | 179933.6 | 50 | -16.6 | 33.4 | 0 | 33.4 | 93.3867 | 160.6667 | 160.6667 | 0 | 160.6667 | 0 | 6.1079 | 154.5587 | 9503.8208 | 143.2593 | 0 | 0.95038
2016-05-19 | 179917 | 50 | -16.6 | 33.4 | 0 | 33.4 | 93.3867 | 160.6667 | 160.6667 | 0 | 160.6667 | 0 | 4.8866 | 155.7801 | 9364.7179 | 154.5587 | 0 | 0.93647
2016-05-19 01:00 | 179900.4 | 50 | -16.6 | 33.4 | 0 | 33.4 | 93.3867 | 160.6667 | 160.6667 | 0 | 160.6667 | 0 | 0.63651 | 160.0302 | 9224.5158 | 155.7801 | 0 | 0.92245
2016-05-19 02:00 | 179883.8 | 50 | -16.6 | 33.4 | 0 | 33.4 | 93.3867 | 160.6667 | 160.6667 | 0 | 160.6667 | 0 | 0.52395 | 160.1427 | 9080.4887 | 160.0302 | 0 | 0.90805
2016-05-19 03:00 | 179867.2 | 50 | -16.6 | 33.4 | 0 | 33.4 | 93.3867 | 160.6667 | 160.6667 | 0 | 160.6667 | 0 | 0.32078 | 160.3459 | 8936.3603 | 160.1427 | 0 | 0.89364
2016-05-19 04:00 | 179850.6 | 50 | -16.6 | 33.4 | 0 | 33.4 | 93.3867 | 160.6667 | 160.6667 | 0 | 160.6667 | 0 | 0.82958 | 159.8371 | 8792.049 | 160.3459 | 0 | 0.8792
2016-05-19 05:00 | 179834 | 50 | -16.6 | 33.4 | 0 | 33.4 | 93.3867 | 160.6667 | 160.6667 | 0 | 160.6667 | 0 | 2.4231 | 158.2436 | 8648.1956 | 159.8371 | 0 | 0.86482
2016-05-19 06:00 | 179817.4 | 50 | -16.6 | 33.4 | 0 | 33.4 | 93.3867 | 160.6667 | 160.6667 | 0 | 160.6667 | 0 | 0.54459 | 160.1221 | 8505.7764 | 158.2436 | 0 | 0.85058
2016-05-19 07:00 | 179800.8 | 50 | -50 | 0 | 0 | 0 | 0 | 160.6667 | 0 | 0 | 0 | 160.6667 | 927.6232 | -927.6232 | 8361.6665 | 160.1221 | 0 | 0.83617
2016-05-19 08:00 | 179750.8 | 50 | 150.4 | 200.4 | 0 | 200.4 | 560.32 | 1894.0277 | 964 | 0 | 964 | 930.0277 | 1894.0277 | -930.0277 | 9196.5274 | -927.6232 | 0 | 0.91965
2016-05-19 09:00 | 179901.2 | 50 | 98.8 | 200.4 | 0 | 200.4 | 560.32 | 2797.832 | 964 | 0 | 964 | 1833.832 | 2797.832 | -1833.832 | 9900 | -781.6363 | -1711.6639 | 0.99
2016-05-19 10:00 | 180000 | 50 | 0 | 200.4 | 51.6 | 200.4 | 560.32 | 3539.4734 | 715.7844 | 248.2156 | 715.7844 | 2823.689 | 3539.4734 | -2823.689 | 9900 | 0 | -1833.832 | 0.99
2016-05-19 11:00 | 180000 | 50 | 0 | 200.4 | 150.4 | 200.4 | 560.32 | 4174.5364 | 240.519 | 723.481 | 240.519 | 3934.0175 | 4174.5364 | -3934.0175 | 9900 | 0 | -2823.689 | 0.99
2016-05-19 12:00 | 180000 | 50 | 0 | 200.4 | 150.4 | 200.4 | 560.32 | 5162.0757 | 240.519 | 723.481 | 240.519 | 4921.5567 | 5162.0757 | -4921.5567 | 9900 | 0 | -3934.0175 | 0.99
2016-05-19 13:00 | 180000 | 50 | 0 | 200.4 | 150.4 | 200.4 | 560.32 | 5280.4669 | 240.519 | 723.481 | 240.519 | 5039.948 | 5280.4669 | -5039.948 | 9900 | 0 | -4921.5567 | 0.99
2016-05-19 14:00 | 180000 | 50 | 0 | 200.4 | 150.4 | 200.4 | 560.32 | 4705.558 | 240.519 | 723.481 | 240.519 | 4465.0391 | 4705.558 | -4465.0391 | 9900 | 0 | -5039.948 | 0.99
2016-05-19 15:00 | 180000 | 50 | 0 | 200.4 | 150.4 | 200.4 | 560.32 | 3618.0036 | 240.519 | 723.481 | 240.519 | 3377.4846 | 3618.0036 | -3377.4846 | 9900 | 0 | -4465.0391 | 0.99
2016-05-19 16:00 | 180000 | 50 | 0 | 200.4 | 150.4 | 200.4 | 560.32 | 3326.2664 | 240.519 | 723.481 | 240.519 | 3085.7475 | 3326.2664 | -3085.7475 | 9900 | 0 | -3377.4846 | 0.99
2016-05-19 17:00 | 180000 | 50 | 0 | 200.4 | 150.4 | 200.4 | 560.32 | 1197.1891 | 240.519 | 723.481 | 240.519 | 956.6701 | 1197.1891 | -956.6701 | 9900 | 0 | -3085.7475 | 0.99
2016-05-19 18:00 | 180000 | 50 | 0 | 200.4 | 150.4 | 200.4 | 560.32 | 1505.7954 | 240.519 | 723.481 | 240.519 | 1265.2764 | 1505.7954 | -1265.2764 | 9900 | 0 | -956.6701 | 0.99
2016-05-19 19:00 | 180000 | 50 | -50 | 0 | 150.4 | 0 | 0 | 160.6667 | -723.481 | 723.481 | -723.481 | 884.1477 | 553.0188 | -1276.4998 | 9900 | 0 | -1265.2764 | 0.99
2016-05-19 20:00 | 179950 | 50 | -16.6 | 33.4 | 0 | 33.4 | 93.3867 | 160.6667 | 160.6667 | 0 | 160.6667 | 2.8422e-14 | 18.7097 | 141.957 | 9900 | 0 | -1276.4998 | 0.99
2016-05-19 21:00 | 179933.4 | 50 | -16.6 | 33.4 | 0 | 33.4 | 93.3867 | 160.6667 | 160.6667 | 0 | 160.6667 | 0 | 5.66 | 155.0066 | 9772.2387 | 141.957 | 0 | 0.97722
2016-05-19 22:00 | 179916.8 | 50 | -16.6 | 33.4 | 0 | 33.4 | 93.3867 | 160.6667 | 160.6667 | 0 | 160.6667 | 0 | 0.25902 | 160.4076 | 9632.7327 | 155.0066 | 0 | 0.96327
2016-05-19 23:00 | 179900.2 | 50 | -16.6 | 33.4 | 0 | 33.4 | 93.3867 | 160.6667 | 160.6667 | 0 | 160.6667 | 0 | 1.3022 | 159.3645 | 9488.3659 | 160.4076 | 0 | 0.94884
2016-05-20 | 179883.6 | 50 | -16.6 | 33.4 | 0 | 33.4 | 93.3867 | 160.6667 | 160.6667 | 0 | 160.6667 | 0 | 0.58485 | 160.0818 | 9344.9378 | 159.3645 | 0 | 0.93449
2016-05-20 01:00 | 179867 | 50 | -16.6 | 33.4 | 0 | 33.4 | 93.3867 | 160.6667 | 160.6667 | 0 | 160.6667 | 0 | 0.71414 | 159.9525 | 9200.8642 | 160.0818 | 0 | 0.92009
2016-05-20 02:00 | 179850.4 | 50 | -16.6 | 33.4 | 0 | 33.4 | 93.3867 | 160.6667 | 160.6667 | 0 | 160.6667 | 0 | 4.5091 | 156.1576 | 9056.9069 | 159.9525 | 0 | 0.90569
2016-05-20 03:00 | 179833.8 | 50 | -16.6 | 33.4 | 0 | 33.4 | 93.3867 | 160.6667 | 160.6667 | 0 | 160.6667 | 0 | 0.20693 | 160.4597 | 8916.3651 | 156.1576 | 0 | 0.89164
2016-05-20 04:00 | 179817.2 | 50 | -16.6 | 33.4 | 0 | 33.4 | 93.3867 | 160.6667 | 160.6667 | 0 | 160.6667 | 0 | 0.053391 | 160.6133 | 8771.9513 | 160.4597 | 0 | 0.8772
2016-05-20 05:00 | 179800.6 | 50 | -16.6 | 33.4 | 0 | 33.4 | 93.3867 | 160.6667 | 160.6667 | 0 | 160.6667 | 0 | 3.559 | 157.1077 | 8627.3994 | 160.6133 | 0 | 0.86274
2016-05-20 06:00 | 179784 | 50 | -16.6 | 33.4 | 0 | 33.4 | 93.3867 | 160.6667 | 160.6667 | 0 | 160.6667 | 0 | 0.2697 | 160.397 | 8486.0025 | 157.1077 | 0 | 0.8486
2016-05-20 07:00 | 179767.4 | 50 | -50 | 0 | 0 | 0 | 0 | 160.6667 | 0 | 0 | 0 | 160.6667 | 928.1287 | -928.1287 | 8341.6452 | 160.397 | 0 | 0.83416
2016-05-20 08:00 | 179717.4 | 50 | 150.4 | 200.4 | 0 | 200.4 | 560.32 | 1883.4483 | 964 | 0 | 964 | 919.4483 | 1883.4483 | -919.4483 | 9176.961 | -928.1287 | 0 | 0.9177
2016-05-20 09:00 | 179867.8 | 50 | 132.2 | 200.4 | 0 | 200.4 | 560.32 | 2766.2173 | 964 | 0 | 964 | 1802.2173 | 2766.2173 | -1802.2173 | 9900 | -803.3767 | -1722.8249 | 0.99
2016-05-20 10:00 | 180000 | 50 | 0 | 200.4 | 18.2 | 200.4 | 560.32 | 3504.5668 | 876.4511 | 87.5489 | 876.4511 | 2628.1157 | 3504.5668 | -2628.1157 | 9900 | 0 | -1802.2173 | 0.99
2016-05-20 11:00 | 180000 | 50 | 0 | 200.4 | 150.4 | 200.4 | 560.32 | 4070.0952 | 240.519 | 723.481 | 240.519 | 3829.5762 | 4070.0952 | -3829.5762 | 9900 | 0 | -2628.1157 | 0.99
2016-05-20 12:00 | 180000 | 50 | 0 | 200.4 | 150.4 | 200.4 | 560.32 | 4386.9731 | 240.519 | 723.481 | 240.519 | 4146.4541 | 4386.9731 | -4146.4541 | 9900 | 0 | -3829.5762 | 0.99
2016-05-20 13:00 | 180000 | 50 | 0 | 200.4 | 150.4 | 200.4 | 560.32 | 4500.513 | 240.519 | 723.481 | 240.519 | 4259.994 | 4500.513 | -4259.994 | 9900 | 0 | -4146.4541 | 0.99
2016-05-20 14:00 | 180000 | 50 | 0 | 200.4 | 150.4 | 200.4 | 560.32 | 4346.4446 | 240.519 | 723.481 | 240.519 | 4105.9256 | 4346.4446 | -4105.9256 | 9900 | 0 | -4259.994 | 0.99
2016-05-20 15:00 | 180000 | 50 | 0 | 200.4 | 150.4 | 200.4 | 560.32 | 2033.035 | 240.519 | 723.481 | 240.519 | 1792.5161 | 2033.035 | -1792.5161 | 9900 | 0 | -4105.9256 | 0.99
2016-05-20 16:00 | 180000 | 50 | 0 | 200.4 | 150.4 | 200.4 | 560.32 | 3234.0533 | 240.519 | 723.481 | 240.519 | 2993.5343 | 3234.0533 | -2993.5343 | 9900 | 0 | -1792.5161 | 0.99
2016-05-20 17:00 | 180000 | 50 | 0 | 200.4 | 150.4 | 200.4 | 560.32 | 2435.1738 | 240.519 | 723.481 | 240.519 | 2194.6549 | 2435.1738 | -2194.6549 | 9900 | 0 | -2993.5343 | 0.99
2016-05-20 18:00 | 180000 | 50 | 0 | 200.4 | 150.4 | 200.4 | 560.32 | 1495.8557 | 240.519 | 723.481 | 240.519 | 1255.3368 | 1495.8557 | -1255.3368 | 9900 | 0 | -2194.6549 | 0.99
2016-05-20 19:00 | 180000 | 50 | -50 | 0 | 150.4 | 0 | 0 | 160.6667 | -723.481 | 723.481 | -723.481 | 884.1477 | 525.4357 | -1248.9167 | 9900 | 0 | -1255.3368 | 0.99
2016-05-20 20:00 | 179950 | 50 | -16.6 | 33.4 | 0 | 33.4 | 93.3867 | 160.6667 | 160.6667 | 0 | 160.6667 | 2.8422e-14 | 6.0987 | 154.568 | 9900 | 0 | -1248.9167 | 0.99
2016-05-20 21:00 | 179933.4 | 50 | -16.6 | 33.4 | 0 | 33.4 | 93.3867 | 160.6667 | 160.6667 | 0 | 160.6667 | 0 | 0.40909 | 160.2576 | 9760.8888 | 154.568 | 0 | 0.97609
2016-05-20 22:00 | 179916.8 | 50 | -16.6 | 33.4 | 0 | 33.4 | 93.3867 | 160.6667 | 160.6667 | 0 | 160.6667 | 0 | 17.613 | 143.0537 | 9616.657 | 160.2576 | 0 | 0.96167
2016-05-20 23:00 | 179900.2 | 50 | -16.6 | 33.4 | 0 | 33.4 | 93.3867 | 160.6667 | 160.6667 | 0 | 160.6667 | 0 | 30.4511 | 130.2156 | 9487.9087 | 143.0537 | 0 | 0.94879
2016-05-21 | 179883.6 | 50 | -16.6 | 33.4 | 0 | 33.4 | 93.3867 | 160.6667 | 160.6667 | 0 | 160.6667 | 0 | 43.6368 | 117.0299 | 9370.7147 | 130.2156 | 0 | 0.93707
2016-05-21 01:00 | 179867 | 50 | -16.6 | 33.4 | 0 | 33.4 | 93.3867 | 160.6667 | 160.6667 | 0 | 160.6667 | 0 | 31.5371 | 129.1296 | 9265.3878 | 117.0299 | 0 | 0.92654
2016-05-21 02:00 | 179850.4 | 50 | -16.6 | 33.4 | 0 | 33.4 | 93.3867 | 160.6667 | 160.6667 | 0 | 160.6667 | 0 | 26.3991 | 134.2676 | 9149.1712 | 129.1296 | 0 | 0.91492
2016-05-21 03:00 | 179833.8 | 50 | -16.6 | 33.4 | 0 | 33.4 | 93.3867 | 160.6667 | 160.6667 | 0 | 160.6667 | 0 | 22.1258 | 138.5408 | 9028.3303 | 134.2676 | 0 | 0.90283
2016-05-21 04:00 | 179817.2 | 50 | -16.6 | 33.4 | 0 | 33.4 | 93.3867 | 160.6667 | 160.6667 | 0 | 160.6667 | 0 | 74.7982 | 85.8685 | 8903.6436 | 138.5408 | 0 | 0.89036
2016-05-21 05:00 | 179800.6 | 50 | -16.6 | 33.4 | 0 | 33.4 | 93.3867 | 160.6667 | 160.6667 | 0 | 160.6667 | 0 | 62.2589 | 98.4077 | 8826.362 | 85.8685 | 0 | 0.88264
2016-05-21 06:00 | 179784 | 50 | -16.6 | 33.4 | 0 | 33.4 | 93.3867 | 160.6667 | 160.6667 | 0 | 160.6667 | 0 | 175.7202 | -15.0536 | 8737.795 | 98.4077 | 0 | 0.87378
2016-05-21 07:00 | 179767.4 | 50 | 150.4 | 200.4 | 0 | 200.4 | 560.32 | 1202.7668 | 964 | 0 | 964 | 238.7668 | 1202.7668 | -238.7668 | 8751.3432 | -15.0536 | 0 | 0.87513
2016-05-21 08:00 | 179917.8 | 50 | 82.2 | 200.4 | 0 | 200.4 | 560.32 | 2348.567 | 964 | 0 | 964 | 1384.567 | 2348.567 | -1384.567 | 8966.2333 | -238.7668 | 0 | 0.89662
2016-05-21 09:00 | 180000 | 50 | 0 | 200.4 | 68.2 | 200.4 | 560.32 | 3290.305 | 635.9321 | 328.0679 | 635.9321 | 2654.3729 | 3290.305 | -2654.3729 | 9900 | -1037.5186 | -2422.0856 | 0.99
2016-05-21 10:00 | 180000 | 50 | 0 | 200.4 | 150.4 | 200.4 | 560.32 | 4108.5282 | 240.519 | 723.481 | 240.519 | 3868.0092 | 4108.5282 | -3868.0092 | 9900 | 0 | -2654.3729 | 0.99
2016-05-21 11:00 | 180000 | 50 | 0 | 200.4 | 150.4 | 200.4 | 560.32 | 4821.8406 | 240.519 | 723.481 | 240.519 | 4581.3216 | 4821.8406 | -4581.3216 | 9900 | 0 | -3868.0092 | 0.99
2016-05-21 12:00 | 180000 | 50 | 0 | 200.4 | 150.4 | 200.4 | 560.32 | 5203.6722 | 240.519 | 723.481 | 240.519 | 4963.1533 | 5203.6722 | -4963.1533 | 9900 | 0 | -4581.3216 | 0.99
2016-05-21 13:00 | 180000 | 50 | 0 | 200.4 | 150.4 | 200.4 | 560.32 | 5352.8642 | 240.519 | 723.481 | 240.519 | 5112.3453 | 5352.8642 | -5112.3453 | 9900 | 0 | -4963.1533 | 0.99
2016-05-21 14:00 | 180000 | 50 | 0 | 200.4 | 150.4 | 200.4 | 560.32 | 3922.0488 | 240.519 | 723.481 | 240.519 | 3681.5298 | 3922.0488 | -3681.5298 | 9900 | 0 | -5112.3453 | 0.99
2016-05-21 15:00 | 180000 | 50 | 0 | 200.4 | 150.4 | 200.4 | 560.32 | 4767.2059 | 240.519 | 723.481 | 240.519 | 4526.6869 | 4767.2059 | -4526.6869 | 9900 | 0 | -3681.5298 | 0.99
2016-05-21 16:00 | 180000 | 50 | 0 | 200.4 | 150.4 | 200.4 | 560.32 | 4049.6774 | 240.519 | 723.481 | 240.519 | 3809.1584 | 4049.6774 | -3809.1584 | 9900 | 0 | -4526.6869 | 0.99
2016-05-21 17:00 | 180000 | 50 | 0 | 200.4 | 150.4 | 200.4 | 560.32 | 3144.765 | 240.519 | 723.481 | 240.519 | 2904.2461 | 3144.765 | -2904.2461 | 9900 | 0 | -3809.1584 | 0.99
2016-05-21 18:00 | 180000 | 50 | 0 | 200.4 | 150.4 | 200.4 | 560.32 | 2086.1513 | 240.519 | 723.481 | 240.519 | 1845.6323 | 2086.1513 | -1845.6323 | 9900 | 0 | -2904.2461 | 0.99
2016-05-21 19:00 | 180000 | 50 | -50 | 0 | 150.4 | 0 | 0 | 160.6667 | -723.481 | 723.481 | -723.481 | 884.1477 | 951.9081 | -1675.3891 | 9900 | 0 | -1845.6323 | 0.99
2016-05-21 20:00 | 179950 | 50 | -16.6 | 33.4 | 0 | 33.4 | 93.3867 | 160.6667 | 160.6667 | 0 | 160.6667 | 2.8422e-14 | 478.9036 | -318.2369 | 9900 | 0 | -1675.3891 | 0.99
2016-05-21 21:00 | 179933.4 | 50 | -50 | 0 | 0 | 0 | 0 | 160.6667 | 0 | 0 | 0 | 160.6667 | 581.5215 | -581.5215 | 9900 | 0 | -318.2369 | 0.99
2016-05-21 22:00 | 179883.4 | 50 | -50 | 0 | 0 | 0 | 0 | 160.6667 | 0 | 0 | 0 | 160.6667 | 603.8964 | -603.8964 | 9900 | 0 | -581.5215 | 0.99
2016-05-21 23:00 | 179833.4 | 50 | -50 | 0 | 0 | 0 | 0 | 160.6667 | 0 | 0 | 0 | 160.6667 | 596.9323 | -596.9323 | 9900 | 0 | -603.8964 | 0.99
2016-05-22 | 179783.4 | 50 | -50 | 0 | 0 | 0 | 0 | 160.6667 | 0 | 0 | 0 | 160.6667 | 576.014 | -576.014 | 9900 | 0 | -596.9323 | 0.99
2016-05-22 01:00 | 179733.4 | 50 | -16.6 | 33.4 | 0 | 33.4 | 93.3867 | 160.6667 | 160.6667 | 0 | 160.6667 | 2.8422e-14 | 476.3006 | -315.6339 | 9900 | 0 | -576.014 | 0.99
2016-05-22 02:00 | 179716.8 | 50 | -50 | 0 | 0 | 0 | 0 | 160.6667 | 0 | 0 | 0 | 160.6667 | 514.8216 | -514.8216 | 9900 | 0 | -315.6339 | 0.99
2016-05-22 03:00 | 179666.8 | 50 | -16.6 | 33.4 | 0 | 33.4 | 93.3867 | 160.6667 | 160.6667 | 0 | 160.6667 | 2.8422e-14 | 481.9605 | -321.2938 | 9900 | 0 | -514.8216 | 0.99
2016-05-22 04:00 | 179650.2 | 50 | -50 | 0 | 0 | 0 | 0 | 160.6667 | 0 | 0 | 0 | 160.6667 | 558.3789 | -558.3789 | 9900 | 0 | -321.2938 | 0.99
2016-05-22 05:00 | 179600.2 | 50 | -50 | 0 | 0 | 0 | 0 | 160.6667 | 0 | 0 | 0 | 160.6667 | 716.0909 | -716.0909 | 9900 | 0 | -558.3789 | 0.99
2016-05-22 06:00 | 179550.2 | 50 | -16.6 | 33.4 | 0 | 33.4 | 93.3867 | 160.6667 | 160.6667 | 0 | 160.6667 | 0 | 323.332 | -162.6654 | 9900 | 0 | -716.0909 | 0.99
2016-05-22 07:00 | 179533.6 | 50 | 150.4 | 200.4 | 0 | 200.4 | 560.32 | 1250.7687 | 964 | 0 | 964 | 286.7687 | 1250.7687 | -286.7687 | 9900 | 0 | -162.6654 | 0.99
2016-05-22 08:00 | 179684 | 50 | 150.4 | 200.4 | 0 | 200.4 | 560.32 | 2401.5615 | 964 | 0 | 964 | 1437.5615 | 2401.5615 | -1437.5615 | 9900 | 0 | -286.7687 | 0.99
2016-05-22 09:00 | 179834.4 | 50 | 150.4 | 200.4 | 0 | 200.4 | 560.32 | 3453.1937 | 964 | 0 | 964 | 2489.1937 | 3453.1937 | -2489.1937 | 9900 | 0 | -1437.5615 | 0.99
2016-05-22 10:00 | 179984.8 | 50 | 15.2 | 200.4 | 0 | 200.4 | 560.32 | 4346.4706 | 964 | 0 | 964 | 3382.4706 | 4346.4706 | -3382.4706 | 9900 | 0 | -2489.1937 | 0.99
2016-05-22 11:00 | 180000 | 50 | 0 | 200.4 | 135.2 | 200.4 | 560.32 | 5003.366 | 313.6367 | 650.3633 | 313.6367 | 4689.7293 | 5003.366 | -4689.7293 | 9900 | 0 | -3382.4706 | 0.99
2016-05-22 12:00 | 180000 | 50 | 0 | 200.4 | 150.4 | 200.4 | 560.32 | 5344.8009 | 240.519 | 723.481 | 240.519 | 5104.282 | 5344.8009 | -5104.282 | 9900 | 0 | -4689.7293 | 0.99
2016-05-22 13:00 | 180000 | 50 | 0 | 200.4 | 150.4 | 200.4 | 560.32 | 5431.8344 | 240.519 | 723.481 | 240.519 | 5191.3154 | 5431.8344 | -5191.3154 | 9900 | 0 | -5104.282 | 0.99
2016-05-22 14:00 | 180000 | 50 | 0 | 200.4 | 150.4 | 200.4 | 560.32 | 5245.9418 | 240.519 | 723.481 | 240.519 | 5005.4228 | 5245.9418 | -5005.4228 | 9900 | 0 | -5191.3154 | 0.99
2016-05-22 15:00 | 180000 | 50 | 0 | 200.4 | 150.4 | 200.4 | 560.32 | 4808.0616 | 240.519 | 723.481 | 240.519 | 4567.5427 | 4808.0616 | -4567.5427 | 9900 | 0 | -5005.4228 | 0.99
2016-05-22 16:00 | 180000 | 50 | 0 | 200.4 | 150.4 | 200.4 | 560.32 | 4128.4414 | 240.519 | 723.481 | 240.519 | 3887.9224 | 4128.4414 | -3887.9224 | 9900 | 0 | -4567.5427 | 0.99
2016-05-22 17:00 | 180000 | 50 | 0 | 200.4 | 150.4 | 200.4 | 560.32 | 3381.3765 | 240.519 | 723.481 | 240.519 | 3140.8576 | 3381.3765 | -3140.8576 | 9900 | 0 | -3887.9224 | 0.99
2016-05-22 18:00 | 180000 | 50 | 0 | 200.4 | 150.4 | 200.4 | 560.32 | 2438.2707 | 240.519 | 723.481 | 240.519 | 2197.7517 | 2438.2707 | -2197.7517 | 9900 | 0 | -3140.8576 | 0.99
2016-05-22 19:00 | 180000 | 50 | 0 | 200.4 | 150.4 | 200.4 | 560.32 | 1407.0759 | 240.519 | 723.481 | 240.519 | 1166.5569 | 1407.0759 | -1166.5569 | 9900 | 0 | -2197.7517 | 0.99
2016-05-22 20:00 | 180000 | 50 | -50 | 0 | 150.4 | 0 | 0 | 160.6667 | -723.481 | 723.481 | -723.481 | 884.1477 | 882.3809 | -1605.862 | 9900 | 0 | -1166.5569 | 0.99
2016-05-22 21:00 | 179950 | 50 | -50 | 0 | 0 | 0 | 0 | 160.6667 | 0 | 0 | 0 | 160.6667 | 878.7965 | -878.7965 | 9900 | 0 | -1605.862 | 0.99
2016-05-22 22:00 | 179900 | 50 | -50 | 0 | 0 | 0 | 0 | 160.6667 | 0 | 0 | 0 | 160.6667 | 859.4718 | -859.4718 | 9900 | 0 | -878.7965 | 0.99
2016-05-22 23:00 | 179850 | 50 | -50 | 0 | 0 | 0 | 0 | 160.6667 | 0 | 0 | 0 | 160.6667 | 844.7835 | -844.7835 | 9900 | 0 | -859.4718 | 0.99
2016-05-23 | 179800 | 50 | -50 | 0 | 0 | 0 | 0 | 160.6667 | 0 | 0 | 0 | 160.6667 | 833.381 | -833.381 | 9900 | 0 | -844.7835 | 0.99
2016-05-23 01:00 | 179750 | 50 | -50 | 0 | 0 | 0 | 0 | 160.6667 | 0 | 0 | 0 | 160.6667 | 794.8882 | -794.8882 | 9900 | 0 | -833.381 | 0.99
2016-05-23 02:00 | 179700 | 50 | -50 | 0 | 0 | 0 | 0 | 160.6667 | 0 | 0 | 0 | 160.6667 | 806.4293 | -806.4293 | 9900 | 0 | -794.8882 | 0.99
2016-05-23 03:00 | 179650 | 50 | -50 | 0 | 0 | 0 | 0 | 160.6667 | 0 | 0 | 0 | 160.6667 | 763.9105 | -763.9105 | 9900 | 0 | -806.4293 | 0.99
2016-05-23 04:00 | 179600 | 50 | -50 | 0 | 0 | 0 | 0 | 160.6667 | 0 | 0 | 0 | 160.6667 | 594.0991 | -594.0991 | 9900 | 0 | -763.9105 | 0.99
2016-05-23 05:00 | 179550 | 50 | -16.6 | 33.4 | 0 | 33.4 | 93.3867 | 160.6667 | 160.6667 | 0 | 160.6667 | 0 | 389.3473 | -228.6806 | 9900 | 0 | -594.0991 | 0.99
2016-05-23 06:00 | 179533.4 | 50 | -50 | 0 | 0 | 0 | 0 | 160.6667 | 0 | 0 | 0 | 160.6667 | 460.4191 | -460.4191 | 9900 | 0 | -228.6806 | 0.99
2016-05-23 07:00 | 179483.4 | 50 | 150.4 | 200.4 | 0 | 200.4 | 560.32 | 1634.5576 | 964 | 0 | 964 | 670.5576 | 1634.5576 | -670.5576 | 9900 | 0 | -460.4191 | 0.99
2016-05-23 08:00 | 179633.8 | 50 | 150.4 | 200.4 | 0 | 200.4 | 560.32 | 2647.2453 | 964 | 0 | 964 | 1683.2453 | 2647.2453 | -1683.2453 | 9900 | 0 | -670.5576 | 0.99
2016-05-23 09:00 | 179784.2 | 50 | 150.4 | 200.4 | 0 | 200.4 | 560.32 | 3695.661 | 964 | 0 | 964 | 2731.661 | 3695.661 | -2731.661 | 9900 | 0 | -1683.2453 | 0.99
2016-05-23 10:00 | 179934.6 | 50 | 65.4 | 200.4 | 0 | 200.4 | 560.32 | 4014.3838 | 964 | 0 | 964 | 3050.3838 | 4014.3838 | -3050.3838 | 9900 | 0 | -2731.661 | 0.99
2016-05-23 11:00 | 180000 | 50 | 0 | 200.4 | 85 | 200.4 | 560.32 | 4927.0999 | 555.1178 | 408.8822 | 555.1178 | 4371.9822 | 4927.0999 | -4371.9822 | 9900 | 0 | -3050.3838 | 0.99
2016-05-23 12:00 | 180000 | 50 | 0 | 200.4 | 150.4 | 200.4 | 560.32 | 5217.5272 | 240.519 | 723.481 | 240.519 | 4977.0083 | 5217.5272 | -4977.0083 | 9900 | 0 | -4371.9822 | 0.99
2016-05-23 13:00 | 180000 | 50 | 0 | 200.4 | 150.4 | 200.4 | 560.32 | 5297.899 | 240.519 | 723.481 | 240.519 | 5057.3801 | 5297.899 | -5057.3801 | 9900 | 0 | -4977.0083 | 0.99
2016-05-23 14:00 | 180000 | 50 | 0 | 200.4 | 150.4 | 200.4 | 560.32 | 5186.8628 | 240.519 | 723.481 | 240.519 | 4946.3438 | 5186.8628 | -4946.3438 | 9900 | 0 | -5057.3801 | 0.99
2016-05-23 15:00 | 180000 | 50 | 0 | 200.4 | 150.4 | 200.4 | 560.32 | 4836.59 | 240.519 | 723.481 | 240.519 | 4596.071 | 4836.59 | -4596.071 | 9900 | 0 | -4946.3438 | 0.99
2016-05-23 16:00 | 180000 | 50 | 0 | 200.4 | 150.4 | 200.4 | 560.32 | 4192.2481 | 240.519 | 723.481 | 240.519 | 3951.7292 | 4192.2481 | -3951.7292 | 9900 | 0 | -4596.071 | 0.99
2016-05-23 17:00 | 180000 | 50 | 0 | 200.4 | 150.4 | 200.4 | 560.32 | 3389.4914 | 240.519 | 723.481 | 240.519 | 3148.9725 | 3389.4914 | -3148.9725 | 9900 | 0 | -3951.7292 | 0.99
2016-05-23 18:00 | 180000 | 50 | 0 | 200.4 | 150.4 | 200.4 | 560.32 | 1646.3965 | 240.519 | 723.481 | 240.519 | 1405.8775 | 1646.3965 | -1405.8775 | 9900 | 0 | -3148.9725 | 0.99
2016-05-23 19:00 | 180000 | 50 | 0 | 200.4 | 150.4 | 200.4 | 560.32 | 1512.7514 | 240.519 | 723.481 | 240.519 | 1272.2324 | 1512.7514 | -1272.2324 | 9900 | 0 | -1405.8775 | 0.99
2016-05-23 20:00 | 180000 | 50 | -50 | 0 | 150.4 | 0 | 0 | 160.6667 | -723.481 | 723.481 | -723.481 | 884.1477 | 898.5108 | -1621.9918 | 9900 | 0 | -1272.2324 | 0.99
2016-05-23 21:00 | 179950 | 50 | -50 | 0 | 0 | 0 | 0 | 160.6667 | 0 | 0 | 0 | 160.6667 | 762.8146 | -762.8146 | 9900 | 0 | -1621.9918 | 0.99
2016-05-23 22:00 | 179900 | 50 | -50 | 0 | 0 | 0 | 0 | 160.6667 | 0 | 0 | 0 | 160.6667 | 654.8951 | -654.8951 | 9900 | 0 | -762.8146 | 0.99
2016-05-23 23:00 | 179850 | 50 | -16.6 | 33.4 | 0 | 33.4 | 93.3867 | 160.6667 | 160.6667 | 0 | 160.6667 | 2.8422e-14 | 481.6023 | -320.9356 | 9900 | 0 | -654.8951 | 0.99
2016-05-24 | 179833.4 | 50 | -50 | 0 | 0 | 0 | 0 | 160.6667 | 0 | 0 | 0 | 160.6667 | 485.9248 | -485.9248 | 9900 | 0 | -320.9356 | 0.99
2016-05-24 01:00 | 179783.4 | 50 | -50 | 0 | 0 | 0 | 0 | 160.6667 | 0 | 0 | 0 | 160.6667 | 526.7386 | -526.7386 | 9900 | 0 | -485.9248 | 0.99
2016-05-24 02:00 | 179733.4 | 50 | -50 | 0 | 0 | 0 | 0 | 160.6667 | 0 | 0 | 0 | 160.6667 | 759.0346 | -759.0346 | 9900 | 0 | -526.7386 | 0.99
2016-05-24 03:00 | 179683.4 | 50 | -50 | 0 | 0 | 0 | 0 | 160.6667 | 0 | 0 | 0 | 160.6667 | 608.3978 | -608.3978 | 9900 | 0 | -759.0346 | 0.99
2016-05-24 04:00 | 179633.4 | 50 | -16.6 | 33.4 | 0 | 33.4 | 93.3867 | 160.6667 | 160.6667 | 0 | 160.6667 | 2.8422e-14 | 505.866 | -345.1994 | 9900 | 0 | -608.3978 | 0.99
2016-05-24 05:00 | 179616.8 | 50 | -50 | 0 | 0 | 0 | 0 | 160.6667 | 0 | 0 | 0 | 160.6667 | 593.8874 | -593.8874 | 9900 | 0 | -345.1994 | 0.99
2016-05-24 06:00 | 179566.8 | 50 | -50 | 0 | 0 | 0 | 0 | 160.6667 | 0 | 0 | 0 | 160.6667 | 744.6082 | -744.6082 | 9900 | 0 | -593.8874 | 0.99
2016-05-24 07:00 | 179516.8 | 50 | 150.4 | 200.4 | 0 | 200.4 | 560.32 | 1615.3067 | 964 | 0 | 964 | 651.3067 | 1615.3067 | -651.3067 | 9900 | 0 | -744.6082 | 0.99
2016-05-24 08:00 | 179667.2 | 50 | 150.4 | 200.4 | 0 | 200.4 | 560.32 | 2766.0733 | 964 | 0 | 964 | 1802.0733 | 2766.0733 | -1802.0733 | 9900 | 0 | -651.3067 | 0.99
2016-05-24 09:00 | 179817.6 | 50 | 150.4 | 200.4 | 0 | 200.4 | 560.32 | 3600.1581 | 964 | 0 | 964 | 2636.1581 | 3600.1581 | -2636.1581 | 9900 | 0 | -1802.0733 | 0.99
2016-05-24 10:00 | 179968 | 50 | 32 | 200.4 | 0 | 200.4 | 560.32 | 4341.8199 | 964 | 0 | 964 | 3377.8199 | 4341.8199 | -3377.8199 | 9900 | 0 | -2636.1581 | 0.99
2016-05-24 11:00 | 180000 | 50 | 0 | 200.4 | 118.4 | 200.4 | 560.32 | 4817.1897 | 394.4511 | 569.5489 | 394.4511 | 4422.7386 | 4817.1897 | -4422.7386 | 9900 | 0 | -3377.8199 | 0.99
2016-05-24 12:00 | 180000 | 50 | 0 | 200.4 | 150.4 | 200.4 | 560.32 | 5210.1671 | 240.519 | 723.481 | 240.519 | 4969.6481 | 5210.1671 | -4969.6481 | 9900 | 0 | -4422.7386 | 0.99
2016-05-24 13:00 | 180000 | 50 | 0 | 200.4 | 150.4 | 200.4 | 560.32 | 5261.5883 | 240.519 | 723.481 | 240.519 | 5021.0693 | 5261.5883 | -5021.0693 | 9900 | 0 | -4969.6481 | 0.99
2016-05-24 14:00 | 180000 | 50 | 0 | 200.4 | 150.4 | 200.4 | 560.32 | 5080.4992 | 240.519 | 723.481 | 240.519 | 4839.9802 | 5080.4992 | -4839.9802 | 9900 | 0 | -5021.0693 | 0.99
2016-05-24 15:00 | 180000 | 50 | 0 | 200.4 | 150.4 | 200.4 | 560.32 | 4665.2927 | 240.519 | 723.481 | 240.519 | 4424.7738 | 4665.2927 | -4424.7738 | 9900 | 0 | -4839.9802 | 0.99
2016-05-24 16:00 | 180000 | 50 | 0 | 200.4 | 150.4 | 200.4 | 560.32 | 3961.8967 | 240.519 | 723.481 | 240.519 | 3721.3777 | 3961.8967 | -3721.3777 | 9900 | 0 | -4424.7738 | 0.99
2016-05-24 17:00 | 180000 | 50 | 0 | 200.4 | 150.4 | 200.4 | 560.32 | 3304.1513 | 240.519 | 723.481 | 240.519 | 3063.6323 | 3304.1513 | -3063.6323 | 9900 | 0 | -3721.3777 | 0.99
2016-05-24 18:00 | 180000 | 50 | 0 | 200.4 | 150.4 | 200.4 | 560.32 | 2440.4532 | 240.519 | 723.481 | 240.519 | 2199.9342 | 2440.4532 | -2199.9342 | 9900 | 0 | -3063.6323 | 0.99
2016-05-24 19:00 | 180000 | 50 | 0 | 200.4 | 150.4 | 200.4 | 560.32 | 1124.5438 | 240.519 | 723.481 | 240.519 | 884.0248 | 1124.5438 | -884.0248 | 9900 | 0 | -2199.9342 | 0.99
2016-05-24 20:00 | 180000 | 50 | -50 | 0 | 150.4 | 0 | 0 | 160.6667 | -723.481 | 723.481 | -723.481 | 884.1477 | 803.0073 | -1526.4883 | 9900 | 0 | -884.0248 | 0.99
2016-05-24 21:00 | 179950 | 50 | -50 | 0 | 0 | 0 | 0 | 160.6667 | 0 | 0 | 0 | 160.6667 | 828.7966 | -828.7966 | 9900 | 0 | -1526.4883 | 0.99
2016-05-24 22:00 | 179900 | 50 | -50 | 0 | 0 | 0 | 0 | 160.6667 | 0 | 0 | 0 | 160.6667 | 830.4589 | -830.4589 | 9900 | 0 | -828.7966 | 0.99
2016-05-24 23:00 | 179850 | 50 | -50 | 0 | 0 | 0 | 0 | 160.6667 | 0 | 0 | 0 | 160.6667 | 749.7078 | -749.7078 | 9900 | 0 | -830.4589 | 0.99
2016-05-25 | 179800 | 50 | -50 | 0 | 0 | 0 | 0 | 160.6667 | 0 | 0 | 0 | 160.6667 | 756.7308 | -756.7308 | 9900 | 0 | -749.7078 | 0.99
2016-05-25 01:00 | 179750 | 50 | -50 | 0 | 0 | 0 | 0 | 160.6667 | 0 | 0 | 0 | 160.6667 | 615.759 | -615.759 | 9900 | 0 | -756.7308 | 0.99
2016-05-25 02:00 | 179700 | 50 | -16.6 | 33.4 | 0 | 33.4 | 93.3867 | 160.6667 | 160.6667 | 0 | 160.6667 | 2.8422e-14 | 452.1562 | -291.4895 | 9900 | 0 | -615.759 | 0.99
2016-05-25 03:00 | 179683.4 | 50 | -16.6 | 33.4 | 0 | 33.4 | 93.3867 | 160.6667 | 160.6667 | 0 | 160.6667 | 0 | 288.6907 | -128.024 | 9900 | 0 | -291.4895 | 0.99
2016-05-25 04:00 | 179666.8 | 50 | -16.6 | 33.4 | 0 | 33.4 | 93.3867 | 160.6667 | 160.6667 | 0 | 160.6667 | 0 | 315.6745 | -155.0078 | 9900 | 0 | -128.024 | 0.99
2016-05-25 05:00 | 179650.2 | 50 | -16.6 | 33.4 | 0 | 33.4 | 93.3867 | 160.6667 | 160.6667 | 0 | 160.6667 | 0 | 155.6017 | 5.0649 | 9900 | 0 | -155.0078 | 0.99
2016-05-25 06:00 | 179633.6 | 50 | -16.6 | 33.4 | 0 | 33.4 | 93.3867 | 160.6667 | 160.6667 | 0 | 160.6667 | 0 | 44.5845 | 116.0822 | 9895.4416 | 5.0649 | 0 | 0.98954
2016-05-25 07:00 | 179617 | 50 | 150.4 | 200.4 | 0 | 200.4 | 560.32 | 1017.6285 | 964 | 0 | 964 | 53.6285 | 1017.6285 | -53.6285 | 9790.9676 | 116.0822 | 0 | 0.9791
2016-05-25 08:00 | 179767.4 | 50 | 150.4 | 200.4 | 0 | 200.4 | 560.32 | 1986.2586 | 964 | 0 | 964 | 1022.2586 | 1986.2586 | -1022.2586 | 9839.2333 | -53.6285 | 0 | 0.98392
2016-05-25 09:00 | 179917.8 | 50 | 82.2 | 200.4 | 0 | 200.4 | 560.32 | 3037.7506 | 964 | 0 | 964 | 2073.7506 | 3037.7506 | -2073.7506 | 9900 | -67.5186 | -1089.7772 | 0.99
2016-05-25 10:00 | 180000 | 50 | 0 | 200.4 | 68.2 | 200.4 | 560.32 | 3741.7332 | 635.9321 | 328.0679 | 635.9321 | 3105.801 | 3741.7332 | -3105.801 | 9900 | 0 | -2073.7506 | 0.99
2016-05-25 11:00 | 180000 | 50 | 0 | 200.4 | 150.4 | 200.4 | 560.32 | 4364.5079 | 240.519 | 723.481 | 240.519 | 4123.9889 | 4364.5079 | -4123.9889 | 9900 | 0 | -3105.801 | 0.99
2016-05-25 12:00 | 180000 | 50 | 0 | 200.4 | 150.4 | 200.4 | 560.32 | 4739.4967 | 240.519 | 723.481 | 240.519 | 4498.9778 | 4739.4967 | -4498.9778 | 9900 | 0 | -4123.9889 | 0.99
2016-05-25 13:00 | 180000 | 50 | 0 | 200.4 | 150.4 | 200.4 | 560.32 | 4963.8997 | 240.519 | 723.481 | 240.519 | 4723.3808 | 4963.8997 | -4723.3808 | 9900 | 0 | -4498.9778 | 0.99
2016-05-25 14:00 | 180000 | 50 | 0 | 200.4 | 150.4 | 200.4 | 560.32 | 4857.3831 | 240.519 | 723.481 | 240.519 | 4616.8641 | 4857.3831 | -4616.8641 | 9900 | 0 | -4723.3808 | 0.99
2016-05-25 15:00 | 180000 | 50 | 0 | 200.4 | 150.4 | 200.4 | 560.32 | 4551.9548 | 240.519 | 723.481 | 240.519 | 4311.4359 | 4551.9548 | -4311.4359 | 9900 | 0 | -4616.8641 | 0.99
2016-05-25 16:00 | 180000 | 50 | 0 | 200.4 | 150.4 | 200.4 | 560.32 | 3932.311 | 240.519 | 723.481 | 240.519 | 3691.7921 | 3932.311 | -3691.7921 | 9900 | 0 | -4311.4359 | 0.99
2016-05-25 17:00 | 180000 | 50 | 0 | 200.4 | 150.4 | 200.4 | 560.32 | 3133.4607 | 240.519 | 723.481 | 240.519 | 2892.9417 | 3133.4607 | -2892.9417 | 9900 | 0 | -3691.7921 | 0.99
2016-05-25 18:00 | 180000 | 50 | 0 | 200.4 | 150.4 | 200.4 | 560.32 | 2361.5823 | 240.519 | 723.481 | 240.519 | 2121.0634 | 2361.5823 | -2121.0634 | 9900 | 0 | -2892.9417 | 0.99
2016-05-25 19:00 | 180000 | 50 | 0 | 200.4 | 150.4 | 200.4 | 560.32 | 1359.3271 | 240.519 | 723.481 | 240.519 | 1118.8081 | 1359.3271 | -1118.8081 | 9900 | 0 | -2121.0634 | 0.99
2016-05-25 20:00 | 180000 | 50 | -50 | 0 | 150.4 | 0 | 0 | 160.6667 | -723.481 | 723.481 | -723.481 | 884.1477 | 653.3593 | -1376.8403 | 9900 | 0 | -1118.8081 | 0.99
2016-05-25 21:00 | 179950 | 50 | -50 | 0 | 0 | 0 | 0 | 160.6667 | 0 | 0 | 0 | 160.6667 | 630.5608 | -630.5608 | 9900 | 0 | -1376.8403 | 0.99
2016-05-25 22:00 | 179900 | 50 | -50 | 0 | 0 | 0 | 0 | 160.6667 | 0 | 0 | 0 | 160.6667 | 685.1077 | -685.1077 | 9900 | 0 | -630.5608 | 0.99
2016-05-25 23:00 | 179850 | 50 | -50 | 0 | 0 | 0 | 0 | 160.6667 | 0 | 0 | 0 | 160.6667 | 600.507 | -600.507 | 9900 | 0 | -685.1077 | 0.99
2016-05-26 | 179800 | 50 | -50 | 0 | 0 | 0 | 0 | 160.6667 | 0 | 0 | 0 | 160.6667 | 728.0346 | -728.0346 | 9900 | 0 | -600.507 | 0.99
2016-05-26 01:00 | 179750 | 50 | -50 | 0 | 0 | 0 | 0 | 160.6667 | 0 | 0 | 0 | 160.6667 | 425.9284 | -425.9284 | 9900 | 0 | -728.0346 | 0.99
2016-05-26 02:00 | 179700 | 50 | -16.6 | 33.4 | 0 | 33.4 | 93.3867 | 160.6667 | 160.6667 | 0 | 160.6667 | 0 | 367.0704 | -206.4037 | 9900 | 0 | -425.9284 | 0.99
2016-05-26 03:00 | 179683.4 | 50 | -16.6 | 33.4 | 0 | 33.4 | 93.3867 | 160.6667 | 160.6667 | 0 | 160.6667 | 2.8422e-14 | 491.5609 | -330.8943 | 9900 | 0 | -206.4037 | 0.99
2016-05-26 04:00 | 179666.8 | 50 | -16.6 | 33.4 | 0 | 33.4 | 93.3867 | 160.6667 | 160.6667 | 0 | 160.6667 | 2.8422e-14 | 484.1815 | -323.5148 | 9900 | 0 | -330.8943 | 0.99
2016-05-26 05:00 | 179650.2 | 50 | -16.6 | 33.4 | 0 | 33.4 | 93.3867 | 160.6667 | 160.6667 | 0 | 160.6667 | 0 | 370.0067 | -209.3401 | 9900 | 0 | -323.5148 | 0.99
2016-05-26 06:00 | 179633.6 | 50 | -16.6 | 33.4 | 0 | 33.4 | 93.3867 | 160.6667 | 160.6667 | 0 | 160.6667 | 2.8422e-14 | 432.2627 | -271.596 | 9900 | 0 | -209.3401 | 0.99
2016-05-26 07:00 | 179617 | 50 | 150.4 | 200.4 | 0 | 200.4 | 560.32 | 1545.6443 | 964 | 0 | 964 | 581.6443 | 1545.6443 | -581.6443 | 9900 | 0 | -271.596 | 0.99
2016-05-26 08:00 | 179767.4 | 50 | 150.4 | 200.4 | 0 | 200.4 | 560.32 | 2647.7929 | 964 | 0 | 964 | 1683.7929 | 2647.7929 | -1683.7929 | 9900 | 0 | -581.6443 | 0.99
2016-05-26 09:00 | 179917.8 | 50 | 82.2 | 200.4 | 0 | 200.4 | 560.32 | 3617.1674 | 964 | 0 | 964 | 2653.1674 | 3617.1674 | -2653.1674 | 9900 | 0 | -1683.7929 | 0.99
2016-05-26 10:00 | 180000 | 50 | 0 | 200.4 | 68.2 | 200.4 | 560.32 | 4474.8922 | 635.9321 | 328.0679 | 635.9321 | 3838.9601 | 4474.8922 | -3838.9601 | 9900 | 0 | -2653.1674 | 0.99
2016-05-26 11:00 | 180000 | 50 | 0 | 200.4 | 150.4 | 200.4 | 560.32 | 5026.3078 | 240.519 | 723.481 | 240.519 | 4785.7888 | 5026.3078 | -4785.7888 | 9900 | 0 | -3838.9601 | 0.99
2016-05-26 12:00 | 180000 | 50 | 0 | 200.4 | 150.4 | 200.4 | 560.32 | 5377.2841 | 240.519 | 723.481 | 240.519 | 5136.7651 | 5377.2841 | -5136.7651 | 9900 | 0 | -4785.7888 | 0.99
2016-05-26 13:00 | 180000 | 50 | 0 | 200.4 | 150.4 | 200.4 | 560.32 | 5455.707 | 240.519 | 723.481 | 240.519 | 5215.1881 | 5455.707 | -5215.1881 | 9900 | 0 | -5136.7651 | 0.99
2016-05-26 14:00 | 180000 | 50 | 0 | 200.4 | 150.4 | 200.4 | 560.32 | 5280.5349 | 240.519 | 723.481 | 240.519 | 5040.016 | 5280.5349 | -5040.016 | 9900 | 0 | -5215.1881 | 0.99
2016-05-26 15:00 | 180000 | 50 | 0 | 200.4 | 150.4 | 200.4 | 560.32 | 4865.7127 | 240.519 | 723.481 | 240.519 | 4625.1937 | 4865.7127 | -4625.1937 | 9900 | 0 | -5040.016 | 0.99
2016-05-26 16:00 | 180000 | 50 | 0 | 200.4 | 150.4 | 200.4 | 560.32 | 4239.5098 | 240.519 | 723.481 | 240.519 | 3998.9908 | 4239.5098 | -3998.9908 | 9900 | 0 | -4625.1937 | 0.99
2016-05-26 17:00 | 180000 | 50 | 0 | 200.4 | 150.4 | 200.4 | 560.32 | 3444.6009 | 240.519 | 723.481 | 240.519 | 3204.0819 | 3444.6009 | -3204.0819 | 9900 | 0 | -3998.9908 | 0.99
2016-05-26 18:00 | 180000 | 50 | 0 | 200.4 | 150.4 | 200.4 | 560.32 | 2534.4694 | 240.519 | 723.481 | 240.519 | 2293.9504 | 2534.4694 | -2293.9504 | 9900 | 0 | -3204.0819 | 0.99
2016-05-26 19:00 | 180000 | 50 | 0 | 200.4 | 150.4 | 200.4 | 560.32 | 1529.5751 | 240.519 | 723.481 | 240.519 | 1289.0562 | 1529.5751 | -1289.0562 | 9900 | 0 | -2293.9504 | 0.99
2016-05-26 20:00 | 180000 | 50 | -50 | 0 | 150.4 | 0 | 0 | 160.6667 | -723.481 | 723.481 | -723.481 | 884.1477 | 893.6796 | -1617.1607 | 9900 | 0 | -1289.0562 | 0.99
2016-05-26 21:00 | 179950 | 50 | -50 | 0 | 0 | 0 | 0 | 160.6667 | 0 | 0 | 0 | 160.6667 | 757.0216 | -757.0216 | 9900 | 0 | -1617.1607 | 0.99
2016-05-26 22:00 | 179900 | 50 | -50 | 0 | 0 | 0 | 0 | 160.6667 | 0 | 0 | 0 | 160.6667 | 725.6861 | -725.6861 | 9900 | 0 | -757.0216 | 0.99
2016-05-26 23:00 | 179850 | 50 | -50 | 0 | 0 | 0 | 0 | 160.6667 | 0 | 0 | 0 | 160.6667 | 754.6507 | -754.6507 | 9900 | 0 | -725.6861 | 0.99
2016-05-27 | 179800 | 50 | -50 | 0 | 0 | 0 | 0 | 160.6667 | 0 | 0 | 0 | 160.6667 | 829.0043 | -829.0043 | 9900 | 0 | -754.6507 | 0.99
2016-05-27 01:00 | 179750 | 50 | -50 | 0 | 0 | 0 | 0 | 160.6667 | 0 | 0 | 0 | 160.6667 | 780.5512 | -780.5512 | 9900 | 0 | -829.0043 | 0.99
2016-05-27 02:00 | 179700 | 50 | -50 | 0 | 0 | 0 | 0 | 160.6667 | 0 | 0 | 0 | 160.6667 | 744.5635 | -744.5635 | 9900 | 0 | -780.5512 | 0.99
2016-05-27 03:00 | 179650 | 50 | -16.6 | 33.4 | 0 | 33.4 | 93.3867 | 160.6667 | 160.6667 | 0 | 160.6667 | 0 | 365.1128 | -204.4461 | 9900 | 0 | -744.5635 | 0.99
2016-05-27 04:00 | 179633.4 | 50 | -50 | 0 | 0 | 0 | 0 | 160.6667 | 0 | 0 | 0 | 160.6667 | 836.0433 | -836.0433 | 9900 | 0 | -204.4461 | 0.99
2016-05-27 05:00 | 179583.4 | 50 | -50 | 0 | 0 | 0 | 0 | 160.6667 | 0 | 0 | 0 | 160.6667 | 884.5888 | -884.5888 | 9900 | 0 | -836.0433 | 0.99
2016-05-27 06:00 | 179533.4 | 50 | -50 | 0 | 0 | 0 | 0 | 160.6667 | 0 | 0 | 0 | 160.6667 | 841.6537 | -841.6537 | 9900 | 0 | -884.5888 | 0.99
2016-05-27 07:00 | 179483.4 | 50 | 150.4 | 200.4 | 0 | 200.4 | 560.32 | 1637.4165 | 964 | 0 | 964 | 673.4165 | 1637.4165 | -673.4165 | 9900 | 0 | -841.6537 | 0.99
2016-05-27 08:00 | 179633.8 | 50 | 150.4 | 200.4 | 0 | 200.4 | 560.32 | 2864.0182 | 964 | 0 | 964 | 1900.0182 | 2864.0182 | -1900.0182 | 9900 | 0 | -673.4165 | 0.99
2016-05-27 09:00 | 179784.2 | 50 | 150.4 | 200.4 | 0 | 200.4 | 560.32 | 3759.9234 | 964 | 0 | 964 | 2795.9234 | 3759.9234 | -2795.9234 | 9900 | 0 | -1900.0182 | 0.99
2016-05-27 10:00 | 179934.6 | 50 | 65.4 | 200.4 | 0 | 200.4 | 560.32 | 4506.0675 | 964 | 0 | 964 | 3542.0675 | 4506.0675 | -3542.0675 | 9900 | 0 | -2795.9234 | 0.99
2016-05-27 11:00 | 180000 | 50 | 0 | 200.4 | 85 | 200.4 | 560.32 | 5014.0048 | 555.1178 | 408.8822 | 555.1178 | 4458.887 | 5014.0048 | -4458.887 | 9900 | 0 | -3542.0675 | 0.99
2016-05-27 12:00 | 180000 | 50 | 0 | 200.4 | 150.4 | 200.4 | 560.32 | 4005.2945 | 240.519 | 723.481 | 240.519 | 3764.7755 | 4005.2945 | -3764.7755 | 9900 | 0 | -4458.887 | 0.99
2016-05-27 13:00 | 180000 | 50 | 0 | 200.4 | 150.4 | 200.4 | 560.32 | 5454.4931 | 240.519 | 723.481 | 240.519 | 5213.9741 | 5454.4931 | -5213.9741 | 9900 | 0 | -3764.7755 | 0.99
2016-05-27 14:00 | 180000 | 50 | 0 | 200.4 | 150.4 | 200.4 | 560.32 | 5282.4934 | 240.519 | 723.481 | 240.519 | 5041.9744 | 5282.4934 | -5041.9744 | 9900 | 0 | -5213.9741 | 0.99
2016-05-27 15:00 | 180000 | 50 | 0 | 200.4 | 150.4 | 200.4 | 560.32 | 4868.8974 | 240.519 | 723.481 | 240.519 | 4628.3784 | 4868.8974 | -4628.3784 | 9900 | 0 | -5041.9744 | 0.99
2016-05-27 16:00 | 180000 | 50 | 0 | 200.4 | 150.4 | 200.4 | 560.32 | 4243.7878 | 240.519 | 723.481 | 240.519 | 4003.2689 | 4243.7878 | -4003.2689 | 9900 | 0 | -4628.3784 | 0.99
2016-05-27 17:00 | 180000 | 50 | 0 | 200.4 | 150.4 | 200.4 | 560.32 | 3450.0607 | 240.519 | 723.481 | 240.519 | 3209.5418 | 3450.0607 | -3209.5418 | 9900 | 0 | -4003.2689 | 0.99
2016-05-27 18:00 | 180000 | 50 | 0 | 200.4 | 150.4 | 200.4 | 560.32 | 2541.8072 | 240.519 | 723.481 | 240.519 | 2301.2883 | 2541.8072 | -2301.2883 | 9900 | 0 | -3209.5418 | 0.99
2016-05-27 19:00 | 180000 | 50 | 0 | 200.4 | 150.4 | 200.4 | 560.32 | 1580.9233 | 240.519 | 723.481 | 240.519 | 1340.4044 | 1580.9233 | -1340.4044 | 9900 | 0 | -2301.2883 | 0.99
2016-05-27 20:00 | 180000 | 50 | 0 | 200.4 | 150.4 | 200.4 | 560.32 | 1000 | 240.519 | 723.481 | 240.519 | 759.481 | 1000 | -759.481 | 9900 | 0 | -1340.4044 | 0.99
2016-05-27 21:00 | 180000 | 50 | 0 | 200.4 | 150.4 | 200.4 | 560.32 | 973.0902 | 240.519 | 723.481 | 240.519 | 732.5712 | 973.0902 | -732.5712 | 9900 | 0 | -759.481 | 0.99
2016-05-27 22:00 | 180000 | 50 | 0 | 200.4 | 150.4 | 200.4 | 560.32 | 1000 | 240.519 | 723.481 | 240.519 | 759.481 | 1000 | -759.481 | 9900 | 0 | -732.5712 | 0.99
2016-05-27 23:00 | 180000 | 50 | 0 | 200.4 | 150.4 | 200.4 | 560.32 | 997.7107 | 240.519 | 723.481 | 240.519 | 757.1917 | 997.7107 | -757.1917 | 9900 | 0 | -759.481 | 0.99
2016-05-28 | 180000 | 50 | 0 | 200.4 | 150.4 | 200.4 | 560.32 | 977.1761 | 240.519 | 723.481 | 240.519 | 736.6571 | 977.1761 | -736.6571 | 9900 | 0 | -757.1917 | 0.99
2016-05-28 01:00 | 180000 | 50 | -50 | 0 | 150.4 | 0 | 0 | 160.6667 | -723.481 | 723.481 | -723.481 | 884.1477 | 933.1756 | -1656.6566 | 9900 | 0 | -736.6571 | 0.99
2016-05-28 02:00 | 179950 | 50 | -50 | 0 | 0 | 0 | 0 | 160.6667 | 0 | 0 | 0 | 160.6667 | 866.4589 | -866.4589 | 9900 | 0 | -1656.6566 | 0.99
2016-05-28 03:00 | 179900 | 50 | -50 | 0 | 0 | 0 | 0 | 160.6667 | 0 | 0 | 0 | 160.6667 | 831.5887 | -831.5887 | 9900 | 0 | -866.4589 | 0.99
2016-05-28 04:00 | 179850 | 50 | -50 | 0 | 0 | 0 | 0 | 160.6667 | 0 | 0 | 0 | 160.6667 | 886.2641 | -886.2641 | 9900 | 0 | -831.5887 | 0.99
2016-05-28 05:00 | 179800 | 50 | -50 | 0 | 0 | 0 | 0 | 160.6667 | 0 | 0 | 0 | 160.6667 | 946.6234 | -946.6234 | 9900 | 0 | -886.2641 | 0.99
2016-05-28 06:00 | 179750 | 50 | 150.4 | 200.4 | 0 | 200.4 | 560.32 | 984.4984 | 964 | 0 | 964 | 20.4984 | 984.4984 | -20.4984 | 9900 | 0 | -946.6234 | 0.99
2016-05-28 07:00 | 179900.4 | 50 | 99.6 | 200.4 | 0 | 200.4 | 560.32 | 1888.8579 | 964 | 0 | 964 | 924.8579 | 1888.8579 | -924.8579 | 9900 | 0 | -20.4984 | 0.99
2016-05-28 08:00 | 180000 | 50 | 0 | 200.4 | 50.8 | 200.4 | 560.32 | 2906.6769 | 719.6327 | 244.3673 | 719.6327 | 2187.0442 | 2906.6769 | -2187.0442 | 9900 | 0 | -924.8579 | 0.99
2016-05-28 09:00 | 180000 | 50 | 0 | 200.4 | 150.4 | 200.4 | 560.32 | 3778.1322 | 240.519 | 723.481 | 240.519 | 3537.6132 | 3778.1322 | -3537.6132 | 9900 | 0 | -2187.0442 | 0.99
2016-05-28 10:00 | 180000 | 50 | 0 | 200.4 | 150.4 | 200.4 | 560.32 | 4511.477 | 240.519 | 723.481 | 240.519 | 4270.9581 | 4511.477 | -4270.9581 | 9900 | 0 | -3537.6132 | 0.99
2016-05-28 11:00 | 180000 | 50 | 0 | 200.4 | 150.4 | 200.4 | 560.32 | 5058.3269 | 240.519 | 723.481 | 240.519 | 4817.8079 | 5058.3269 | -4817.8079 | 9900 | 0 | -4270.9581 | 0.99
2016-05-28 12:00 | 180000 | 50 | 0 | 200.4 | 150.4 | 200.4 | 560.32 | 5381.4149 | 240.519 | 723.481 | 240.519 | 5140.8959 | 5381.4149 | -5140.8959 | 9900 | 0 | -4817.8079 | 0.99
2016-05-28 13:00 | 180000 | 50 | 0 | 200.4 | 150.4 | 200.4 | 560.32 | 5458.723 | 240.519 | 723.481 | 240.519 | 5218.204 | 5458.723 | -5218.204 | 9900 | 0 | -5140.8959 | 0.99
2016-05-28 14:00 | 180000 | 50 | 0 | 200.4 | 150.4 | 200.4 | 560.32 | 5284.9828 | 240.519 | 723.481 | 240.519 | 5044.4639 | 5284.9828 | -5044.4639 | 9900 | 0 | -5218.204 | 0.99
2016-05-28 15:00 | 180000 | 50 | 0 | 200.4 | 150.4 | 200.4 | 560.32 | 4872.0346 | 240.519 | 723.481 | 240.519 | 4631.5156 | 4872.0346 | -4631.5156 | 9900 | 0 | -5044.4639 | 0.99
2016-05-28 16:00 | 180000 | 50 | 0 | 200.4 | 150.4 | 200.4 | 560.32 | 4248.0199 | 240.519 | 723.481 | 240.519 | 4007.5009 | 4248.0199 | -4007.5009 | 9900 | 0 | -4631.5156 | 0.99
2016-05-28 17:00 | 180000 | 50 | 0 | 200.4 | 150.4 | 200.4 | 560.32 | 3455.4644 | 240.519 | 723.481 | 240.519 | 3214.9454 | 3455.4644 | -3214.9454 | 9900 | 0 | -4007.5009 | 0.99
2016-05-28 18:00 | 180000 | 50 | 0 | 200.4 | 150.4 | 200.4 | 560.32 | 2548.3794 | 240.519 | 723.481 | 240.519 | 2307.8604 | 2548.3794 | -2307.8604 | 9900 | 0 | -3214.9454 | 0.99
2016-05-28 19:00 | 180000 | 50 | 0 | 200.4 | 150.4 | 200.4 | 560.32 | 1588.5813 | 240.519 | 723.481 | 240.519 | 1348.0623 | 1588.5813 | -1348.0623 | 9900 | 0 | -2307.8604 | 0.99
2016-05-28 20:00 | 180000 | 50 | 0 | 200.4 | 150.4 | 200.4 | 560.32 | 1000 | 240.519 | 723.481 | 240.519 | 759.481 | 1000 | -759.481 | 9900 | 0 | -1348.0623 | 0.99
2016-05-28 21:00 | 180000 | 50 | 0 | 200.4 | 150.4 | 200.4 | 560.32 | 1000 | 240.519 | 723.481 | 240.519 | 759.481 | 1000 | -759.481 | 9900 | 0 | -759.481 | 0.99
2016-05-28 22:00 | 180000 | 50 | 0 | 200.4 | 150.4 | 200.4 | 560.32 | 1000 | 240.519 | 723.481 | 240.519 | 759.481 | 1000 | -759.481 | 9900 | 0 | -759.481 | 0.99
2016-05-28 23:00 | 180000 | 50 | 0 | 200.4 | 150.4 | 200.4 | 560.32 | 1000 | 240.519 | 723.481 | 240.519 | 759.481 | 1000 | -759.481 | 9900 | 0 | -759.481 | 0.99
2016-05-29 | 180000 | 50 | 0 | 200.4 | 150.4 | 200.4 | 560.32 | 999.0952 | 240.519 | 723.481 | 240.519 | 758.5763 | 999.0952 | -758.5763 | 9900 | 0 | -759.481 | 0.99
2016-05-29 01:00 | 180000 | 50 | 0 | 200.4 | 150.4 | 200.4 | 560.32 | 983.873 | 240.519 | 723.481 | 240.519 | 743.3541 | 983.873 | -743.3541 | 9900 | 0 | -758.5763 | 0.99
2016-05-29 02:00 | 180000 | 50 | 0 | 200.4 | 150.4 | 200.4 | 560.32 | 1000 | 240.519 | 723.481 | 240.519 | 759.481 | 1000 | -759.481 | 9900 | 0 | -743.3541 | 0.99
2016-05-29 03:00 | 180000 | 50 | 0 | 200.4 | 150.4 | 200.4 | 560.32 | 1000 | 240.519 | 723.481 | 240.519 | 759.481 | 1000 | -759.481 | 9900 | 0 | -759.481 | 0.99
2016-05-29 04:00 | 180000 | 50 | 0 | 200.4 | 150.4 | 200.4 | 560.32 | 1000 | 240.519 | 723.481 | 240.519 | 759.481 | 1000 | -759.481 | 9900 | 0 | -759.481 | 0.99
2016-05-29 05:00 | 180000 | 50 | 0 | 200.4 | 150.4 | 200.4 | 560.32 | 1000 | 240.519 | 723.481 | 240.519 | 759.481 | 1000 | -759.481 | 9900 | 0 | -759.481 | 0.99
2016-05-29 06:00 | 180000 | 50 | 0 | 200.4 | 150.4 | 200.4 | 560.32 | 1005.1559 | 240.519 | 723.481 | 240.519 | 764.6369 | 1005.1559 | -764.6369 | 9900 | 0 | -759.481 | 0.99
2016-05-29 07:00 | 180000 | 50 | 0 | 200.4 | 150.4 | 200.4 | 560.32 | 1963.9002 | 240.519 | 723.481 | 240.519 | 1723.3813 | 1963.9002 | -1723.3813 | 9900 | 0 | -764.6369 | 0.99
2016-05-29 08:00 | 180000 | 50 | 0 | 200.4 | 150.4 | 200.4 | 560.32 | 2910.113 | 240.519 | 723.481 | 240.519 | 2669.594 | 2910.113 | -2669.594 | 9900 | 0 | -1723.3813 | 0.99
2016-05-29 09:00 | 180000 | 50 | 0 | 200.4 | 150.4 | 200.4 | 560.32 | 3779.3113 | 240.519 | 723.481 | 240.519 | 3538.7923 | 3779.3113 | -3538.7923 | 9900 | 0 | -2669.594 | 0.99
2016-05-29 10:00 | 180000 | 50 | 0 | 200.4 | 150.4 | 200.4 | 560.32 | 4512.2607 | 240.519 | 723.481 | 240.519 | 4271.7418 | 4512.2607 | -4271.7418 | 9900 | 0 | -3538.7923 | 0.99
2016-05-29 11:00 | 180000 | 50 | 0 | 200.4 | 150.4 | 200.4 | 560.32 | 5059.012 | 240.519 | 723.481 | 240.519 | 4818.493 | 5059.012 | -4818.493 | 9900 | 0 | -4271.7418 | 0.99
2016-05-29 12:00 | 180000 | 50 | 0 | 200.4 | 150.4 | 200.4 | 560.32 | 5382.3048 | 240.519 | 723.481 | 240.519 | 5141.7859 | 5382.3048 | -5141.7859 | 9900 | 0 | -4818.493 | 0.99
2016-05-29 13:00 | 180000 | 50 | 0 | 200.4 | 150.4 | 200.4 | 560.32 | 5460.1075 | 240.519 | 723.481 | 240.519 | 5219.5885 | 5460.1075 | -5219.5885 | 9900 | 0 | -5141.7859 | 0.99
2016-05-29 14:00 | 180000 | 50 | 0 | 200.4 | 150.4 | 200.4 | 560.32 | 5287.1177 | 240.519 | 723.481 | 240.519 | 5046.5988 | 5287.1177 | -5046.5988 | 9900 | 0 | -5219.5885 | 0.99
2016-05-29 15:00 | 180000 | 50 | 0 | 200.4 | 150.4 | 200.4 | 560.32 | 4875.1246 | 240.519 | 723.481 | 240.519 | 4634.6056 | 4875.1246 | -4634.6056 | 9900 | 0 | -5046.5988 | 0.99
2016-05-29 16:00 | 180000 | 50 | 0 | 200.4 | 150.4 | 200.4 | 560.32 | 4252.2047 | 240.519 | 723.481 | 240.519 | 4011.6858 | 4252.2047 | -4011.6858 | 9900 | 0 | -4634.6056 | 0.99
2016-05-29 17:00 | 180000 | 50 | 0 | 200.4 | 150.4 | 200.4 | 560.32 | 3460.8091 | 240.519 | 723.481 | 240.519 | 3220.2901 | 3460.8091 | -3220.2901 | 9900 | 0 | -4011.6858 | 0.99
2016-05-29 18:00 | 180000 | 50 | 0 | 200.4 | 150.4 | 200.4 | 560.32 | 2417.0157 | 240.519 | 723.481 | 240.519 | 2176.4968 | 2417.0157 | -2176.4968 | 9900 | 0 | -3220.2901 | 0.99
2016-05-29 19:00 | 180000 | 50 | 0 | 200.4 | 150.4 | 200.4 | 560.32 | 1596.1255 | 240.519 | 723.481 | 240.519 | 1355.6066 | 1596.1255 | -1355.6066 | 9900 | 0 | -2176.4968 | 0.99
2016-05-29 20:00 | 180000 | 50 | 0 | 200.4 | 150.4 | 200.4 | 560.32 | 1000 | 240.519 | 723.481 | 240.519 | 759.481 | 1000 | -759.481 | 9900 | 0 | -1355.6066 | 0.99
2016-05-29 21:00 | 180000 | 50 | 0 | 200.4 | 150.4 | 200.4 | 560.32 | 1000 | 240.519 | 723.481 | 240.519 | 759.481 | 1000 | -759.481 | 9900 | 0 | -759.481 | 0.99
2016-05-29 22:00 | 180000 | 50 | 0 | 200.4 | 150.4 | 200.4 | 560.32 | 1000 | 240.519 | 723.481 | 240.519 | 759.481 | 1000 | -759.481 | 9900 | 0 | -759.481 | 0.99
2016-05-29 23:00 | 180000 | 50 | 0 | 200.4 | 150.4 | 200.4 | 560.32 | 1000 | 240.519 | 723.481 | 240.519 | 759.481 | 1000 | -759.481 | 9900 | 0 | -759.481 | 0.99
2016-05-30 | 180000 | 50 | 0 | 200.4 | 150.4 | 200.4 | 560.32 | 1000 | 240.519 | 723.481 | 240.519 | 759.481 | 1000 | -759.481 | 9900 | 0 | -759.481 | 0.99
2016-05-30 01:00 | 180000 | 50 | 0 | 200.4 | 150.4 | 200.4 | 560.32 | 1000 | 240.519 | 723.481 | 240.519 | 759.481 | 1000 | -759.481 | 9900 | 0 | -759.481 | 0.99
2016-05-30 02:00 | 180000 | 50 | 0 | 200.4 | 150.4 | 200.4 | 560.32 | 1000 | 240.519 | 723.481 | 240.519 | 759.481 | 1000 | -759.481 | 9900 | 0 | -759.481 | 0.99
2016-05-30 03:00 | 180000 | 50 | 0 | 200.4 | 150.4 | 200.4 | 560.32 | 997.9365 | 240.519 | 723.481 | 240.519 | 757.4175 | 997.9365 | -757.4175 | 9900 | 0 | -759.481 | 0.99
2016-05-30 04:00 | 180000 | 50 | 0 | 200.4 | 150.4 | 200.4 | 560.32 | 999.1089 | 240.519 | 723.481 | 240.519 | 758.59 | 999.1089 | -758.59 | 9900 | 0 | -757.4175 | 0.99
2016-05-30 05:00 | 180000 | 50 | 0 | 200.4 | 150.4 | 200.4 | 560.32 | 967.6508 | 240.519 | 723.481 | 240.519 | 727.1318 | 967.6508 | -727.1318 | 9900 | 0 | -758.59 | 0.99
2016-05-30 06:00 | 180000 | 50 | 0 | 200.4 | 150.4 | 200.4 | 560.32 | 983.9883 | 240.519 | 723.481 | 240.519 | 743.4694 | 983.9883 | -743.4694 | 9900 | 0 | -727.1318 | 0.99
2016-05-30 07:00 | 180000 | 50 | 0 | 200.4 | 150.4 | 200.4 | 560.32 | 1934.0354 | 240.519 | 723.481 | 240.519 | 1693.5164 | 1934.0354 | -1693.5164 | 9900 | 0 | -743.4694 | 0.99
2016-05-30 08:00 | 180000 | 50 | 0 | 200.4 | 150.4 | 200.4 | 560.32 | 2846.6228 | 240.519 | 723.481 | 240.519 | 2606.1038 | 2846.6228 | -2606.1038 | 9900 | 0 | -1693.5164 | 0.99
2016-05-30 09:00 | 180000 | 50 | 0 | 200.4 | 150.4 | 200.4 | 560.32 | 3763.42 | 240.519 | 723.481 | 240.519 | 3522.9011 | 3763.42 | -3522.9011 | 9900 | 0 | -2606.1038 | 0.99
2016-05-30 10:00 | 180000 | 50 | 0 | 200.4 | 150.4 | 200.4 | 560.32 | 4512.199 | 240.519 | 723.481 | 240.519 | 4271.68 | 4512.199 | -4271.68 | 9900 | 0 | -3522.9011 | 0.99
2016-05-30 11:00 | 180000 | 50 | 0 | 200.4 | 150.4 | 200.4 | 560.32 | 5059.5494 | 240.519 | 723.481 | 240.519 | 4819.0304 | 5059.5494 | -4819.0304 | 9900 | 0 | -4271.68 | 0.99
2016-05-30 12:00 | 180000 | 50 | 0 | 200.4 | 150.4 | 200.4 | 560.32 | 5382.906 | 240.519 | 723.481 | 240.519 | 5142.387 | 5382.906 | -5142.387 | 9900 | 0 | -4819.0304 | 0.99
2016-05-30 13:00 | 180000 | 50 | 0 | 200.4 | 150.4 | 200.4 | 560.32 | 5461.4136 | 240.519 | 723.481 | 240.519 | 5220.8947 | 5461.4136 | -5220.8947 | 9900 | 0 | -5142.387 | 0.99
2016-05-30 14:00 | 180000 | 50 | 0 | 200.4 | 150.4 | 200.4 | 560.32 | 5289.1955 | 240.519 | 723.481 | 240.519 | 5048.6766 | 5289.1955 | -5048.6766 | 9900 | 0 | -5220.8947 | 0.99
2016-05-30 15:00 | 180000 | 50 | 0 | 200.4 | 150.4 | 200.4 | 560.32 | 4875.6893 | 240.519 | 723.481 | 240.519 | 4635.1704 | 4875.6893 | -4635.1704 | 9900 | 0 | -5048.6766 | 0.99
2016-05-30 16:00 | 180000 | 50 | 0 | 200.4 | 150.4 | 200.4 | 560.32 | 4253.4556 | 240.519 | 723.481 | 240.519 | 4012.9367 | 4253.4556 | -4012.9367 | 9900 | 0 | -4635.1704 | 0.99
2016-05-30 17:00 | 180000 | 50 | 0 | 200.4 | 150.4 | 200.4 | 560.32 | 3463.0802 | 240.519 | 723.481 | 240.519 | 3222.5613 | 3463.0802 | -3222.5613 | 9900 | 0 | -4012.9367 | 0.99
2016-05-30 18:00 | 180000 | 50 | 0 | 200.4 | 150.4 | 200.4 | 560.32 | 2559.6264 | 240.519 | 723.481 | 240.519 | 2319.1075 | 2559.6264 | -2319.1075 | 9900 | 0 | -3222.5613 | 0.99
2016-05-30 19:00 | 180000 | 50 | 0 | 200.4 | 150.4 | 200.4 | 560.32 | 1603.114 | 240.519 | 723.481 | 240.519 | 1362.595 | 1603.114 | -1362.595 | 9900 | 0 | -2319.1075 | 0.99
2016-05-30 20:00 | 180000 | 50 | 0 | 200.4 | 150.4 | 200.4 | 560.32 | 965.0541 | 240.519 | 723.481 | 240.519 | 724.5352 | 965.0541 | -724.5352 | 9900 | 0 | -1362.595 | 0.99
2016-05-30 21:00 | 180000 | 50 | -50 | 0 | 150.4 | 0 | 0 | 160.6667 | -723.481 | 723.481 | -723.481 | 884.1477 | 940.5736 | -1664.0547 | 9900 | 0 | -724.5352 | 0.99
2016-05-30 22:00 | 179950 | 50 | -50 | 0 | 0 | 0 | 0 | 160.6667 | 0 | 0 | 0 | 160.6667 | 915.4113 | -915.4113 | 9900 | 0 | -1664.0547 | 0.99
2016-05-30 23:00 | 179900 | 50 | -50 | 0 | 0 | 0 | 0 | 160.6667 | 0 | 0 | 0 | 160.6667 | 659.0523 | -659.0523 | 9900 | 0 | -915.4113 | 0.99
2016-05-31 | 179850 | 50 | -50 | 0 | 0 | 0 | 0 | 160.6667 | 0 | 0 | 0 | 160.6667 | 537.0103 | -537.0103 | 9900 | 0 | -659.0523 | 0.99
2016-05-31 01:00 | 179800 | 50 | -50 | 0 | 0 | 0 | 0 | 160.6667 | 0 | 0 | 0 | 160.6667 | 554.5394 | -554.5394 | 9900 | 0 | -537.0103 | 0.99
2016-05-31 02:00 | 179750 | 50 | -50 | 0 | 0 | 0 | 0 | 160.6667 | 0 | 0 | 0 | 160.6667 | 746.4423 | -746.4423 | 9900 | 0 | -554.5394 | 0.99
2016-05-31 03:00 | 179700 | 50 | -50 | 0 | 0 | 0 | 0 | 160.6667 | 0 | 0 | 0 | 160.6667 | 827.4329 | -827.4329 | 9900 | 0 | -746.4423 | 0.99
2016-05-31 04:00 | 179650 | 50 | -50 | 0 | 0 | 0 | 0 | 160.6667 | 0 | 0 | 0 | 160.6667 | 728.303 | -728.303 | 9900 | 0 | -827.4329 | 0.99
2016-05-31 05:00 | 179600 | 50 | -50 | 0 | 0 | 0 | 0 | 160.6667 | 0 | 0 | 0 | 160.6667 | 530.2051 | -530.2051 | 9900 | 0 | -728.303 | 0.99
2016-05-31 06:00 | 179550 | 50 | -16.6 | 33.4 | 0 | 33.4 | 93.3867 | 160.6667 | 160.6667 | 0 | 160.6667 | 0 | 213.3479 | -52.6812 | 9900 | 0 | -530.2051 | 0.99
2016-05-31 07:00 | 179533.4 | 50 | 150.4 | 200.4 | 0 | 200.4 | 560.32 | 1301.056 | 964 | 0 | 964 | 337.056 | 1301.056 | -337.056 | 9900 | 0 | -52.6812 | 0.99
2016-05-31 08:00 | 179683.8 | 50 | 150.4 | 200.4 | 0 | 200.4 | 560.32 | 1948.8353 | 964 | 0 | 964 | 984.8353 | 1948.8353 | -984.8353 | 9900 | 0 | -337.056 | 0.99
2016-05-31 09:00 | 179834.2 | 50 | 150.4 | 200.4 | 0 | 200.4 | 560.32 | 3452.1238 | 964 | 0 | 964 | 2488.1238 | 3452.1238 | -2488.1238 | 9900 | 0 | -984.8353 | 0.99
2016-05-31 10:00 | 179984.6 | 50 | 15.4 | 200.4 | 0 | 200.4 | 560.32 | 4236.4454 | 964 | 0 | 964 | 3272.4454 | 4236.4454 | -3272.4454 | 9900 | 0 | -2488.1238 | 0.99
2016-05-31 11:00 | 180000 | 50 | 0 | 200.4 | 135 | 200.4 | 560.32 | 4782.6215 | 314.5988 | 649.4012 | 314.5988 | 4468.0227 | 4782.6215 | -4468.0227 | 9900 | 0 | -3272.4454 | 0.99
2016-05-31 12:00 | 180000 | 50 | 0 | 200.4 | 150.4 | 200.4 | 560.32 | 4925.7244 | 240.519 | 723.481 | 240.519 | 4685.2054 | 4925.7244 | -4685.2054 | 9900 | 0 | -4468.0227 | 0.99
2016-05-31 13:00 | 180000 | 50 | 0 | 200.4 | 150.4 | 200.4 | 560.32 | 4554.249 | 240.519 | 723.481 | 240.519 | 4313.73 | 4554.249 | -4313.73 | 9900 | 0 | -4685.2054 | 0.99
2016-05-31 14:00 | 180000 | 50 | 0 | 200.4 | 150.4 | 200.4 | 560.32 | 4717.5685 | 240.519 | 723.481 | 240.519 | 4477.0495 | 4717.5685 | -4477.0495 | 9900 | 0 | -4313.73 | 0.99
2016-05-31 15:00 | 180000 | 50 | 0 | 200.4 | 150.4 | 200.4 | 560.32 | 4419.7707 | 240.519 | 723.481 | 240.519 | 4179.2517 | 4419.7707 | -4179.2517 | 9900 | 0 | -4477.0495 | 0.99
2016-05-31 16:00 | 180000 | 50 | 0 | 200.4 | 150.4 | 200.4 | 560.32 | 3957.5059 | 240.519 | 723.481 | 240.519 | 3716.9869 | 3957.5059 | -3716.9869 | 9900 | 0 | -4179.2517 | 0.99
2016-05-31 17:00 | 180000 | 50 | 0 | 200.4 | 150.4 | 200.4 | 560.32 | 2080.1163 | 240.519 | 723.481 | 240.519 | 1839.5974 | 2080.1163 | -1839.5974 | 9900 | 0 | -3716.9869 | 0.99
2016-05-31 18:00 | 180000 | 50 | 0 | 200.4 | 150.4 | 200.4 | 560.32 | 2480.447 | 240.519 | 723.481 | 240.519 | 2239.928 | 2480.447 | -2239.928 | 9900 | 0 | -1839.5974 | 0.99
2016-05-31 19:00 | 180000 | 50 | 0 | 200.4 | 150.4 | 200.4 | 560.32 | 1528.648 | 240.519 | 723.481 | 240.519 | 1288.1291 | 1528.648 | -1288.1291 | 9900 | 0 | -2239.928 | 0.99
2016-05-31 20:00 | 180000 | 50 | -50 | 0 | 150.4 | 0 | 0 | 160.6667 | -723.481 | 723.481 | -723.481 | 884.1477 | 906.0714 | -1629.5524 | 9900 | 0 | -1288.1291 | 0.99
2016-05-31 21:00 | 179950 | 50 | -50 | 0 | 0 | 0 | 0 | 160.6667 | 0 | 0 | 0 | 160.6667 | 837.4978 | -837.4978 | 9900 | 0 | -1629.5524 | 0.99
2016-05-31 22:00 | 179900 | 50 | -50 | 0 | 0 | 0 | 0 | 160.6667 | 0 | 0 | 0 | 160.6667 | 877.9394 | -877.9394 | 9900 | 0 | -837.4978 | 0.99
2016-05-31 23:00 | 179850 | 50 | -50 | 0 | 0 | 0 | 0 | 160.6667 | 0 | 0 | 0 | 160.6667 | 903.9285 | -903.9285 | 9900 | 0 | -877.9394 | 0.99
2016-06-01 | 179800 | 50 | -50 | 0 | 0 | 0 | 0 | 160.6667 | 0 | 0 | 0 | 160.6667 | 717.6118 | -717.6118 | 9900 | 0 | -903.9285 | 0.99
2016-06-01 01:00 | 179750 | 50 | -50 | 0 | 0 | 0 | 0 | 160.6667 | 0 | 0 | 0 | 160.6667 | 748.3211 | -748.3211 | 9900 | 0 | -717.6118 | 0.99
2016-06-01 02:00 | 179700 | 50 | -50 | 0 | 0 | 0 | 0 | 160.6667 | 0 | 0 | 0 | 160.6667 | 520.6249 | -520.6249 | 9900 | 0 | -748.3211 | 0.99
2016-06-01 03:00 | 179650 | 50 | -50 | 0 | 0 | 0 | 0 | 160.6667 | 0 | 0 | 0 | 160.6667 | 603.2344 | -603.2344 | 9900 | 0 | -520.6249 | 0.99
2016-06-01 04:00 | 179600 | 50 | -16.6 | 33.4 | 0 | 33.4 | 93.3867 | 160.6667 | 160.6667 | 0 | 160.6667 | 2.8422e-14 | 493.1609 | -332.4943 | 9900 | 0 | -603.2344 | 0.99
2016-06-01 05:00 | 179583.4 | 50 | -16.6 | 33.4 | 0 | 33.4 | 93.3867 | 160.6667 | 160.6667 | 0 | 160.6667 | 0 | 274.9301 | -114.2634 | 9900 | 0 | -332.4943 | 0.99
2016-06-01 06:00 | 179566.8 | 50 | -16.6 | 33.4 | 0 | 33.4 | 93.3867 | 160.6667 | 160.6667 | 0 | 160.6667 | 0 | 58.4788 | 102.1878 | 9900 | 0 | -114.2634 | 0.99
2016-06-01 07:00 | 179550.2 | 50 | 150.4 | 200.4 | 0 | 200.4 | 560.32 | 1196.4906 | 964 | 0 | 964 | 232.4906 | 1196.4906 | -232.4906 | 9808.031 | 102.1878 | 0 | 0.9808
2016-06-01 08:00 | 179700.6 | 50 | 150.4 | 200.4 | 0 | 200.4 | 560.32 | 2124.6355 | 964 | 0 | 964 | 1160.6355 | 2124.6355 | -1160.6355 | 9900 | -102.1878 | -334.6784 | 0.99
2016-06-01 09:00 | 179851 | 50 | 149 | 200.4 | 0 | 200.4 | 560.32 | 3068.4999 | 964 | 0 | 964 | 2104.4999 | 3068.4999 | -2104.4999 | 9900 | 0 | -1160.6355 | 0.99
2016-06-01 10:00 | 180000 | 50 | 0 | 200.4 | 1.4 | 200.4 | 560.32 | 3819.2244 | 957.2655 | 6.7345 | 957.2655 | 2861.9589 | 3819.2244 | -2861.9589 | 9900 | 0 | -2104.4999 | 0.99
2016-06-01 11:00 | 180000 | 50 | 0 | 200.4 | 150.4 | 200.4 | 560.32 | 4355.208 | 240.519 | 723.481 | 240.519 | 4114.6891 | 4355.208 | -4114.6891 | 9900 | 0 | -2861.9589 | 0.99
2016-06-01 12:00 | 180000 | 50 | 0 | 200.4 | 150.4 | 200.4 | 560.32 | 4699.43 | 240.519 | 723.481 | 240.519 | 4458.9111 | 4699.43 | -4458.9111 | 9900 | 0 | -4114.6891 | 0.99
2016-06-01 13:00 | 180000 | 50 | 0 | 200.4 | 150.4 | 200.4 | 560.32 | 4753.7532 | 240.519 | 723.481 | 240.519 | 4513.2342 | 4753.7532 | -4513.2342 | 9900 | 0 | -4458.9111 | 0.99
2016-06-01 14:00 | 180000 | 50 | 0 | 200.4 | 150.4 | 200.4 | 560.32 | 4566.43 | 240.519 | 723.481 | 240.519 | 4325.911 | 4566.43 | -4325.911 | 9900 | 0 | -4513.2342 | 0.99
2016-06-01 15:00 | 180000 | 50 | 0 | 200.4 | 150.4 | 200.4 | 560.32 | 4139.1849 | 240.519 | 723.481 | 240.519 | 3898.6659 | 4139.1849 | -3898.6659 | 9900 | 0 | -4325.911 | 0.99
2016-06-01 16:00 | 180000 | 50 | 0 | 200.4 | 150.4 | 200.4 | 560.32 | 3474.5963 | 240.519 | 723.481 | 240.519 | 3234.0773 | 3474.5963 | -3234.0773 | 9900 | 0 | -3898.6659 | 0.99
2016-06-01 17:00 | 180000 | 50 | 0 | 200.4 | 150.4 | 200.4 | 560.32 | 2632.8593 | 240.519 | 723.481 | 240.519 | 2392.3404 | 2632.8593 | -2392.3404 | 9900 | 0 | -3234.0773 | 0.99
2016-06-01 18:00 | 180000 | 50 | 0 | 200.4 | 150.4 | 200.4 | 560.32 | 1681.6338 | 240.519 | 723.481 | 240.519 | 1441.1148 | 1681.6338 | -1441.1148 | 9900 | 0 | -2392.3404 | 0.99
2016-06-01 19:00 | 180000 | 50 | -50 | 0 | 150.4 | 0 | 0 | 160.6667 | -723.481 | 723.481 | -723.481 | 884.1477 | 741.6075 | -1465.0886 | 9900 | 0 | -1441.1148 | 0.99
2016-06-01 20:00 | 179950 | 50 | -16.6 | 33.4 | 0 | 33.4 | 93.3867 | 160.6667 | 160.6667 | 0 | 160.6667 | 2.8422e-14 | 431.6178 | -270.9512 | 9900 | 0 | -1465.0886 | 0.99
2016-06-01 21:00 | 179933.4 | 50 | -50 | 0 | 0 | 0 | 0 | 160.6667 | 0 | 0 | 0 | 160.6667 | 577.4702 | -577.4702 | 9900 | 0 | -270.9512 | 0.99
2016-06-01 22:00 | 179883.4 | 50 | -50 | 0 | 0 | 0 | 0 | 160.6667 | 0 | 0 | 0 | 160.6667 | 634.9828 | -634.9828 | 9900 | 0 | -577.4702 | 0.99
2016-06-01 23:00 | 179833.4 | 50 | -50 | 0 | 0 | 0 | 0 | 160.6667 | 0 | 0 | 0 | 160.6667 | 798.1984 | -798.1984 | 9900 | 0 | -634.9828 | 0.99
2016-06-02 | 179783.4 | 50 | -50 | 0 | 0 | 0 | 0 | 160.6667 | 0 | 0 | 0 | 160.6667 | 847.7446 | -847.7446 | 9900 | 0 | -798.1984 | 0.99
2016-06-02 01:00 | 179733.4 | 50 | -50 | 0 | 0 | 0 | 0 | 160.6667 | 0 | 0 | 0 | 160.6667 | 880.2121 | -880.2121 | 9900 | 0 | -847.7446 | 0.99
2016-06-02 02:00 | 179683.4 | 50 | -50 | 0 | 0 | 0 | 0 | 160.6667 | 0 | 0 | 0 | 160.6667 | 774.8477 | -774.8477 | 9900 | 0 | -880.2121 | 0.99
2016-06-02 03:00 | 179633.4 | 50 | -16.6 | 33.4 | 0 | 33.4 | 93.3867 | 160.6667 | 160.6667 | 0 | 160.6667 | 0 | 375.0158 | -214.3492 | 9900 | 0 | -774.8477 | 0.99
2016-06-02 04:00 | 179616.8 | 50 | -16.6 | 33.4 | 0 | 33.4 | 93.3867 | 160.6667 | 160.6667 | 0 | 160.6667 | 0 | 129.2698 | 31.3968 | 9900 | 0 | -214.3492 | 0.99
2016-06-02 05:00 | 179600.2 | 50 | -16.6 | 33.4 | 0 | 33.4 | 93.3867 | 160.6667 | 160.6667 | 0 | 160.6667 | 0 | 91.6015 | 69.0652 | 9871.7428 | 31.3968 | 0 | 0.98717
2016-06-02 06:00 | 179583.6 | 50 | -16.6 | 33.4 | 0 | 33.4 | 93.3867 | 160.6667 | 160.6667 | 0 | 160.6667 | 0 | 101.075 | 59.5917 | 9809.5841 | 69.0652 | 0 | 0.98096
2016-06-02 07:00 | 179567 | 50 | 150.4 | 200.4 | 0 | 200.4 | 560.32 | 1028.6248 | 964 | 0 | 964 | 64.6248 | 1028.6248 | -64.6248 | 9755.9516 | 59.5917 | 0 | 0.9756
2016-06-02 08:00 | 179717.4 | 50 | 150.4 | 200.4 | 0 | 200.4 | 560.32 | 2021.671 | 964 | 0 | 964 | 1057.671 | 2021.671 | -1057.671 | 9814.1139 | -64.6248 | 0 | 0.98141
2016-06-02 09:00 | 179867.8 | 50 | 132.2 | 200.4 | 0 | 200.4 | 560.32 | 2937.0661 | 964 | 0 | 964 | 1973.0661 | 2937.0661 | -1973.0661 | 9900 | -95.429 | -1153.1 | 0.99
2016-06-02 10:00 | 180000 | 50 | 0 | 200.4 | 18.2 | 200.4 | 560.32 | 3709.7834 | 876.4511 | 87.5489 | 876.4511 | 2833.3323 | 3709.7834 | -2833.3323 | 9900 | 0 | -1973.0661 | 0.99
2016-06-02 11:00 | 180000 | 50 | 0 | 200.4 | 150.4 | 200.4 | 560.32 | 4287.2803 | 240.519 | 723.481 | 240.519 | 4046.7613 | 4287.2803 | -4046.7613 | 9900 | 0 | -2833.3323 | 0.99
2016-06-02 12:00 | 180000 | 50 | 0 | 200.4 | 150.4 | 200.4 | 560.32 | 4658.8529 | 240.519 | 723.481 | 240.519 | 4418.334 | 4658.8529 | -4418.334 | 9900 | 0 | -4046.7613 | 0.99
2016-06-02 13:00 | 180000 | 50 | 0 | 200.4 | 150.4 | 200.4 | 560.32 | 3984.24 | 240.519 | 723.481 | 240.519 | 3743.721 | 3984.24 | -3743.721 | 9900 | 0 | -4418.334 | 0.99
2016-06-02 14:00 | 180000 | 50 | 0 | 200.4 | 150.4 | 200.4 | 560.32 | 2961.4629 | 240.519 | 723.481 | 240.519 | 2720.944 | 2961.4629 | -2720.944 | 9900 | 0 | -3743.721 | 0.99
2016-06-02 15:00 | 180000 | 50 | 0 | 200.4 | 150.4 | 200.4 | 560.32 | 4319.576 | 240.519 | 723.481 | 240.519 | 4079.0571 | 4319.576 | -4079.0571 | 9900 | 0 | -2720.944 | 0.99
2016-06-02 16:00 | 180000 | 50 | 0 | 200.4 | 150.4 | 200.4 | 560.32 | 3129.5032 | 240.519 | 723.481 | 240.519 | 2888.9843 | 3129.5032 | -2888.9843 | 9900 | 0 | -4079.0571 | 0.99
2016-06-02 17:00 | 180000 | 50 | 0 | 200.4 | 150.4 | 200.4 | 560.32 | 3014.8612 | 240.519 | 723.481 | 240.519 | 2774.3422 | 3014.8612 | -2774.3422 | 9900 | 0 | -2888.9843 | 0.99
2016-06-02 18:00 | 180000 | 50 | 0 | 200.4 | 150.4 | 200.4 | 560.32 | 2246.4409 | 240.519 | 723.481 | 240.519 | 2005.9219 | 2246.4409 | -2005.9219 | 9900 | 0 | -2774.3422 | 0.99
2016-06-02 19:00 | 180000 | 50 | 0 | 200.4 | 150.4 | 200.4 | 560.32 | 1384.01 | 240.519 | 723.481 | 240.519 | 1143.491 | 1384.01 | -1143.491 | 9900 | 0 | -2005.9219 | 0.99
2016-06-02 20:00 | 180000 | 50 | -50 | 0 | 150.4 | 0 | 0 | 160.6667 | -723.481 | 723.481 | -723.481 | 884.1477 | 809.6277 | -1533.1087 | 9900 | 0 | -1143.491 | 0.99
2016-06-02 21:00 | 179950 | 50 | -50 | 0 | 0 | 0 | 0 | 160.6667 | 0 | 0 | 0 | 160.6667 | 910.8334 | -910.8334 | 9900 | 0 | -1533.1087 | 0.99
2016-06-02 22:00 | 179900 | 50 | 100 | 200.4 | 0 | 200.4 | 560.32 | 965.4387 | 964 | 0 | 964 | 1.4387 | 965.4387 | -1.4387 | 9900 | 0 | -910.8334 | 0.99
2016-06-02 23:00 | 180000 | 50 | -50 | 0 | 50.4 | 0 | 0 | 160.6667 | -242.4431 | 242.4431 | -242.4431 | 403.1098 | 947.8571 | -1190.3002 | 9900 | 0 | -1.4387 | 0.99
2016-06-03 | 179950 | 50 | -50 | 0 | 0 | 0 | 0 | 160.6667 | 0 | 0 | 0 | 160.6667 | 910.6602 | -910.6602 | 9900 | 0 | -1190.3002 | 0.99
2016-06-03 01:00 | 179900 | 50 | 100 | 200.4 | 0 | 200.4 | 560.32 | 970.267 | 964 | 0 | 964 | 6.267 | 970.267 | -6.267 | 9900 | 0 | -910.6602 | 0.99
2016-06-03 02:00 | 180000 | 50 | 0 | 200.4 | 50.4 | 200.4 | 560.32 | 997.456 | 721.5569 | 242.4431 | 721.5569 | 275.8991 | 997.456 | -275.8991 | 9900 | 0 | -6.267 | 0.99
2016-06-03 03:00 | 180000 | 50 | 0 | 200.4 | 150.4 | 200.4 | 560.32 | 1000 | 240.519 | 723.481 | 240.519 | 759.481 | 1000 | -759.481 | 9900 | 0 | -275.8991 | 0.99
2016-06-03 04:00 | 180000 | 50 | 0 | 200.4 | 150.4 | 200.4 | 560.32 | 998.5938 | 240.519 | 723.481 | 240.519 | 758.0748 | 998.5938 | -758.0748 | 9900 | 0 | -759.481 | 0.99
2016-06-03 05:00 | 180000 | 50 | 0 | 200.4 | 150.4 | 200.4 | 560.32 | 968.8326 | 240.519 | 723.481 | 240.519 | 728.3136 | 968.8326 | -728.3136 | 9900 | 0 | -758.0748 | 0.99
2016-06-03 06:00 | 180000 | 50 | -50 | 0 | 150.4 | 0 | 0 | 160.6667 | -723.481 | 723.481 | -723.481 | 884.1477 | 926.6653 | -1650.1463 | 9900 | 0 | -728.3136 | 0.99
2016-06-03 07:00 | 179950 | 50 | 50 | 200.4 | 0 | 200.4 | 560.32 | 1386.725 | 964 | 0 | 964 | 422.725 | 1386.725 | -422.725 | 9900 | 0 | -1650.1463 | 0.99
2016-06-03 08:00 | 180000 | 50 | 0 | 200.4 | 100.4 | 200.4 | 560.32 | 2686.5973 | 481.0379 | 482.9621 | 481.0379 | 2205.5594 | 2686.5973 | -2205.5594 | 9900 | 0 | -422.725 | 0.99
2016-06-03 09:00 | 180000 | 50 | 0 | 200.4 | 150.4 | 200.4 | 560.32 | 3868.9947 | 240.519 | 723.481 | 240.519 | 3628.4757 | 3868.9947 | -3628.4757 | 9900 | 0 | -2205.5594 | 0.99
2016-06-03 10:00 | 180000 | 50 | 0 | 200.4 | 150.4 | 200.4 | 560.32 | 4675.0956 | 240.519 | 723.481 | 240.519 | 4434.5766 | 4675.0956 | -4434.5766 | 9900 | 0 | -3628.4757 | 0.99
2016-06-03 11:00 | 180000 | 50 | 0 | 200.4 | 150.4 | 200.4 | 560.32 | 5281.6322 | 240.519 | 723.481 | 240.519 | 5041.1132 | 5281.6322 | -5041.1132 | 9900 | 0 | -4434.5766 | 0.99
2016-06-03 12:00 | 180000 | 50 | 0 | 200.4 | 150.4 | 200.4 | 560.32 | 5280.7185 | 240.519 | 723.481 | 240.519 | 5040.1995 | 5280.7185 | -5040.1995 | 9900 | 0 | -5041.1132 | 0.99
2016-06-03 13:00 | 180000 | 50 | 0 | 200.4 | 150.4 | 200.4 | 560.32 | 5310.6584 | 240.519 | 723.481 | 240.519 | 5070.1395 | 5310.6584 | -5070.1395 | 9900 | 0 | -5040.1995 | 0.99
2016-06-03 14:00 | 180000 | 50 | 0 | 200.4 | 150.4 | 200.4 | 560.32 | 3415.4448 | 240.519 | 723.481 | 240.519 | 3174.9258 | 3415.4448 | -3174.9258 | 9900 | 0 | -5070.1395 | 0.99
2016-06-03 15:00 | 180000 | 50 | 0 | 200.4 | 150.4 | 200.4 | 560.32 | 4920.0526 | 240.519 | 723.481 | 240.519 | 4679.5336 | 4920.0526 | -4679.5336 | 9900 | 0 | -3174.9258 | 0.99
2016-06-03 16:00 | 180000 | 50 | 0 | 200.4 | 150.4 | 200.4 | 560.32 | 4105.3275 | 240.519 | 723.481 | 240.519 | 3864.8086 | 4105.3275 | -3864.8086 | 9900 | 0 | -4679.5336 | 0.99
2016-06-03 17:00 | 180000 | 50 | 0 | 200.4 | 150.4 | 200.4 | 560.32 | 2918.3984 | 240.519 | 723.481 | 240.519 | 2677.8795 | 2918.3984 | -2677.8795 | 9900 | 0 | -3864.8086 | 0.99
2016-06-03 18:00 | 180000 | 50 | 0 | 200.4 | 150.4 | 200.4 | 560.32 | 2245.0579 | 240.519 | 723.481 | 240.519 | 2004.5389 | 2245.0579 | -2004.5389 | 9900 | 0 | -2677.8795 | 0.99
2016-06-03 19:00 | 180000 | 50 | 0 | 200.4 | 150.4 | 200.4 | 560.32 | 1503.7306 | 240.519 | 723.481 | 240.519 | 1263.2117 | 1503.7306 | -1263.2117 | 9900 | 0 | -2004.5389 | 0.99
2016-06-03 20:00 | 180000 | 50 | -50 | 0 | 150.4 | 0 | 0 | 160.6667 | -723.481 | 723.481 | -723.481 | 884.1477 | 917.2511 | -1640.7321 | 9900 | 0 | -1263.2117 | 0.99
2016-06-03 21:00 | 179950 | 50 | -50 | 0 | 0 | 0 | 0 | 160.6667 | 0 | 0 | 0 | 160.6667 | 917.2619 | -917.2619 | 9900 | 0 | -1640.7321 | 0.99
2016-06-03 22:00 | 179900 | 50 | -50 | 0 | 0 | 0 | 0 | 160.6667 | 0 | 0 | 0 | 160.6667 | 777.5094 | -777.5094 | 9900 | 0 | -917.2619 | 0.99
2016-06-03 23:00 | 179850 | 50 | -50 | 0 | 0 | 0 | 0 | 160.6667 | 0 | 0 | 0 | 160.6667 | 718.6631 | -718.6631 | 9900 | 0 | -777.5094 | 0.99
2016-06-04 | 179800 | 50 | -50 | 0 | 0 | 0 | 0 | 160.6667 | 0 | 0 | 0 | 160.6667 | 639.6432 | -639.6432 | 9900 | 0 | -718.6631 | 0.99
2016-06-04 01:00 | 179750 | 50 | -50 | 0 | 0 | 0 | 0 | 160.6667 | 0 | 0 | 0 | 160.6667 | 609.3246 | -609.3246 | 9900 | 0 | -639.6432 | 0.99
2016-06-04 02:00 | 179700 | 50 | -50 | 0 | 0 | 0 | 0 | 160.6667 | 0 | 0 | 0 | 160.6667 | 515.2276 | -515.2276 | 9900 | 0 | -609.3246 | 0.99
2016-06-04 03:00 | 179650 | 50 | -50 | 0 | 0 | 0 | 0 | 160.6667 | 0 | 0 | 0 | 160.6667 | 570.3739 | -570.3739 | 9900 | 0 | -515.2276 | 0.99
2016-06-04 04:00 | 179600 | 50 | -16.6 | 33.4 | 0 | 33.4 | 93.3867 | 160.6667 | 160.6667 | 0 | 160.6667 | 2.8422e-14 | 473.2198 | -312.5532 | 9900 | 0 | -570.3739 | 0.99
2016-06-04 05:00 | 179583.4 | 50 | -50 | 0 | 0 | 0 | 0 | 160.6667 | 0 | 0 | 0 | 160.6667 | 720.184 | -720.184 | 9900 | 0 | -312.5532 | 0.99
2016-06-04 06:00 | 179533.4 | 50 | -50 | 0 | 0 | 0 | 0 | 160.6667 | 0 | 0 | 0 | 160.6667 | 932.2481 | -932.2481 | 9900 | 0 | -720.184 | 0.99
2016-06-04 07:00 | 179483.4 | 50 | 150.4 | 200.4 | 0 | 200.4 | 560.32 | 2027.7883 | 964 | 0 | 964 | 1063.7883 | 2027.7883 | -1063.7883 | 9900 | 0 | -932.2481 | 0.99
2016-06-04 08:00 | 179633.8 | 50 | 150.4 | 200.4 | 0 | 200.4 | 560.32 | 3021.8527 | 964 | 0 | 964 | 2057.8527 | 3021.8527 | -2057.8527 | 9900 | 0 | -1063.7883 | 0.99
2016-06-04 09:00 | 179784.2 | 50 | 150.4 | 200.4 | 0 | 200.4 | 560.32 | 3936.124 | 964 | 0 | 964 | 2972.124 | 3936.124 | -2972.124 | 9900 | 0 | -2057.8527 | 0.99
2016-06-04 10:00 | 179934.6 | 50 | 65.4 | 200.4 | 0 | 200.4 | 560.32 | 4708.2961 | 964 | 0 | 964 | 3744.2961 | 4708.2961 | -3744.2961 | 9900 | 0 | -2972.124 | 0.99
2016-06-04 11:00 | 180000 | 50 | 0 | 200.4 | 85 | 200.4 | 560.32 | 5285.7467 | 555.1178 | 408.8822 | 555.1178 | 4730.6289 | 5285.7467 | -4730.6289 | 9900 | 0 | -3744.2961 | 0.99
2016-06-04 12:00 | 180000 | 50 | 0 | 200.4 | 150.4 | 200.4 | 560.32 | 5629.1235 | 240.519 | 723.481 | 240.519 | 5388.6045 | 5629.1235 | -5388.6045 | 9900 | 0 | -4730.6289 | 0.99
2016-06-04 13:00 | 180000 | 50 | 0 | 200.4 | 150.4 | 200.4 | 560.32 | 5715.0259 | 240.519 | 723.481 | 240.519 | 5474.507 | 5715.0259 | -5474.507 | 9900 | 0 | -5388.6045 | 0.99
2016-06-04 14:00 | 180000 | 50 | 0 | 200.4 | 150.4 | 200.4 | 560.32 | 5537.5999 | 240.519 | 723.481 | 240.519 | 5297.0809 | 5537.5999 | -5297.0809 | 9900 | 0 | -5474.507 | 0.99
2016-06-04 15:00 | 180000 | 50 | 0 | 200.4 | 150.4 | 200.4 | 560.32 | 5108.9367 | 240.519 | 723.481 | 240.519 | 4868.4177 | 5108.9367 | -4868.4177 | 9900 | 0 | -5297.0809 | 0.99
2016-06-04 16:00 | 180000 | 50 | 0 | 200.4 | 150.4 | 200.4 | 560.32 | 4458.249 | 240.519 | 723.481 | 240.519 | 4217.7301 | 4458.249 | -4217.7301 | 9900 | 0 | -4868.4177 | 0.99
2016-06-04 17:00 | 180000 | 50 | 0 | 200.4 | 150.4 | 200.4 | 560.32 | 3629.8801 | 240.519 | 723.481 | 240.519 | 3389.3612 | 3629.8801 | -3389.3612 | 9900 | 0 | -4217.7301 | 0.99
2016-06-04 18:00 | 180000 | 50 | 0 | 200.4 | 150.4 | 200.4 | 560.32 | 2680.282 | 240.519 | 723.481 | 240.519 | 2439.7631 | 2680.282 | -2439.7631 | 9900 | 0 | -3389.3612 | 0.99
2016-06-04 19:00 | 180000 | 50 | 0 | 200.4 | 150.4 | 200.4 | 560.32 | 1674.1683 | 240.519 | 723.481 | 240.519 | 1433.6493 | 1674.1683 | -1433.6493 | 9900 | 0 | -2439.7631 | 0.99
2016-06-04 20:00 | 180000 | 50 | 0 | 200.4 | 150.4 | 200.4 | 560.32 | 1000 | 240.519 | 723.481 | 240.519 | 759.481 | 1000 | -759.481 | 9900 | 0 | -1433.6493 | 0.99
2016-06-04 21:00 | 180000 | 50 | 0 | 200.4 | 150.4 | 200.4 | 560.32 | 1000 | 240.519 | 723.481 | 240.519 | 759.481 | 1000 | -759.481 | 9900 | 0 | -759.481 | 0.99
2016-06-04 22:00 | 180000 | 50 | 0 | 200.4 | 150.4 | 200.4 | 560.32 | 1000 | 240.519 | 723.481 | 240.519 | 759.481 | 1000 | -759.481 | 9900 | 0 | -759.481 | 0.99
2016-06-04 23:00 | 180000 | 50 | 0 | 200.4 | 150.4 | 200.4 | 560.32 | 1000 | 240.519 | 723.481 | 240.519 | 759.481 | 1000 | -759.481 | 9900 | 0 | -759.481 | 0.99
2016-06-05 | 180000 | 50 | 0 | 200.4 | 150.4 | 200.4 | 560.32 | 1000 | 240.519 | 723.481 | 240.519 | 759.481 | 1000 | -759.481 | 9900 | 0 | -759.481 | 0.99
2016-06-05 01:00 | 180000 | 50 | 0 | 200.4 | 150.4 | 200.4 | 560.32 | 1000 | 240.519 | 723.481 | 240.519 | 759.481 | 1000 | -759.481 | 9900 | 0 | -759.481 | 0.99
2016-06-05 02:00 | 180000 | 50 | 0 | 200.4 | 150.4 | 200.4 | 560.32 | 1000 | 240.519 | 723.481 | 240.519 | 759.481 | 1000 | -759.481 | 9900 | 0 | -759.481 | 0.99
2016-06-05 03:00 | 180000 | 50 | 0 | 200.4 | 150.4 | 200.4 | 560.32 | 1000 | 240.519 | 723.481 | 240.519 | 759.481 | 1000 | -759.481 | 9900 | 0 | -759.481 | 0.99
2016-06-05 04:00 | 180000 | 50 | 0 | 200.4 | 150.4 | 200.4 | 560.32 | 1000 | 240.519 | 723.481 | 240.519 | 759.481 | 1000 | -759.481 | 9900 | 0 | -759.481 | 0.99
2016-06-05 05:00 | 180000 | 50 | 0 | 200.4 | 150.4 | 200.4 | 560.32 | 1000 | 240.519 | 723.481 | 240.519 | 759.481 | 1000 | -759.481 | 9900 | 0 | -759.481 | 0.99
2016-06-05 06:00 | 180000 | 50 | 0 | 200.4 | 150.4 | 200.4 | 560.32 | 1023.1122 | 240.519 | 723.481 | 240.519 | 782.5932 | 1023.1122 | -782.5932 | 9900 | 0 | -759.481 | 0.99
2016-06-05 07:00 | 180000 | 50 | 0 | 200.4 | 150.4 | 200.4 | 560.32 | 2028.3843 | 240.519 | 723.481 | 240.519 | 1787.8654 | 2028.3843 | -1787.8654 | 9900 | 0 | -782.5932 | 0.99
2016-06-05 08:00 | 180000 | 50 | 0 | 200.4 | 150.4 | 200.4 | 560.32 | 3021.8239 | 240.519 | 723.481 | 240.519 | 2781.3049 | 3021.8239 | -2781.3049 | 9900 | 0 | -1787.8654 | 0.99
2016-06-05 09:00 | 180000 | 50 | 0 | 200.4 | 150.4 | 200.4 | 560.32 | 3935.7295 | 240.519 | 723.481 | 240.519 | 3695.2106 | 3935.7295 | -3695.2106 | 9900 | 0 | -2781.3049 | 0.99
2016-06-05 10:00 | 180000 | 50 | 0 | 200.4 | 150.4 | 200.4 | 560.32 | 4707.8201 | 240.519 | 723.481 | 240.519 | 4467.3011 | 4707.8201 | -4467.3011 | 9900 | 0 | -3695.2106 | 0.99
2016-06-05 11:00 | 180000 | 50 | 0 | 200.4 | 150.4 | 200.4 | 560.32 | 3815.0267 | 240.519 | 723.481 | 240.519 | 3574.5078 | 3815.0267 | -3574.5078 | 9900 | 0 | -4467.3011 | 0.99
2016-06-05 12:00 | 180000 | 50 | 0 | 200.4 | 150.4 | 200.4 | 560.32 | 5629.3395 | 240.519 | 723.481 | 240.519 | 5388.8206 | 5629.3395 | -5388.8206 | 9900 | 0 | -3574.5078 | 0.99
2016-06-05 13:00 | 180000 | 50 | 0 | 200.4 | 150.4 | 200.4 | 560.32 | 5715.9683 | 240.519 | 723.481 | 240.519 | 5475.4494 | 5715.9683 | -5475.4494 | 9900 | 0 | -5388.8206 | 0.99
2016-06-05 14:00 | 180000 | 50 | 0 | 200.4 | 150.4 | 200.4 | 560.32 | 5539.4617 | 240.519 | 723.481 | 240.519 | 5298.9428 | 5539.4617 | -5298.9428 | 9900 | 0 | -5475.4494 | 0.99
2016-06-05 15:00 | 180000 | 50 | 0 | 200.4 | 150.4 | 200.4 | 560.32 | 5111.8484 | 240.519 | 723.481 | 240.519 | 4871.3294 | 5111.8484 | -4871.3294 | 9900 | 0 | -5298.9428 | 0.99
2016-06-05 16:00 | 180000 | 50 | 0 | 200.4 | 150.4 | 200.4 | 560.32 | 4462.2694 | 240.519 | 723.481 | 240.519 | 4221.7505 | 4462.2694 | -4221.7505 | 9900 | 0 | -4871.3294 | 0.99
2016-06-05 17:00 | 180000 | 50 | 0 | 200.4 | 150.4 | 200.4 | 560.32 | 3634.9926 | 240.519 | 723.481 | 240.519 | 3394.4736 | 3634.9926 | -3394.4736 | 9900 | 0 | -4221.7505 | 0.99
2016-06-05 18:00 | 180000 | 50 | 0 | 200.4 | 150.4 | 200.4 | 560.32 | 2686.3954 | 240.519 | 723.481 | 240.519 | 2445.8765 | 2686.3954 | -2445.8765 | 9900 | 0 | -3394.4736 | 0.99
2016-06-05 19:00 | 180000 | 50 | 0 | 200.4 | 150.4 | 200.4 | 560.32 | 1681.1233 | 240.519 | 723.481 | 240.519 | 1440.6043 | 1681.1233 | -1440.6043 | 9900 | 0 | -2445.8765 | 0.99
2016-06-05 20:00 | 180000 | 50 | 0 | 200.4 | 150.4 | 200.4 | 560.32 | 1000 | 240.519 | 723.481 | 240.519 | 759.481 | 1000 | -759.481 | 9900 | 0 | -1440.6043 | 0.99
2016-06-05 21:00 | 180000 | 50 | 0 | 200.4 | 150.4 | 200.4 | 560.32 | 1000 | 240.519 | 723.481 | 240.519 | 759.481 | 1000 | -759.481 | 9900 | 0 | -759.481 | 0.99
2016-06-05 22:00 | 180000 | 50 | 0 | 200.4 | 150.4 | 200.4 | 560.32 | 1000 | 240.519 | 723.481 | 240.519 | 759.481 | 1000 | -759.481 | 9900 | 0 | -759.481 | 0.99
2016-06-05 23:00 | 180000 | 50 | 0 | 200.4 | 150.4 | 200.4 | 560.32 | 1000 | 240.519 | 723.481 | 240.519 | 759.481 | 1000 | -759.481 | 9900 | 0 | -759.481 | 0.99
2016-06-06 | 180000 | 50 | 0 | 200.4 | 150.4 | 200.4 | 560.32 | 1000 | 240.519 | 723.481 | 240.519 | 759.481 | 1000 | -759.481 | 9900 | 0 | -759.481 | 0.99
2016-06-06 01:00 | 180000 | 50 | 0 | 200.4 | 150.4 | 200.4 | 560.32 | 1000 | 240.519 | 723.481 | 240.519 | 759.481 | 1000 | -759.481 | 9900 | 0 | -759.481 | 0.99
2016-06-06 02:00 | 180000 | 50 | 0 | 200.4 | 150.4 | 200.4 | 560.32 | 998.7698 | 240.519 | 723.481 | 240.519 | 758.2509 | 998.7698 | -758.2509 | 9900 | 0 | -759.481 | 0.99
2016-06-06 03:00 | 180000 | 50 | 0 | 200.4 | 150.4 | 200.4 | 560.32 | 998.754 | 240.519 | 723.481 | 240.519 | 758.235 | 998.754 | -758.235 | 9900 | 0 | -758.2509 | 0.99
2016-06-06 04:00 | 180000 | 50 | 0 | 200.4 | 150.4 | 200.4 | 560.32 | 999.7698 | 240.519 | 723.481 | 240.519 | 759.2509 | 999.7698 | -759.2509 | 9900 | 0 | -758.235 | 0.99
2016-06-06 05:00 | 180000 | 50 | 0 | 200.4 | 150.4 | 200.4 | 560.32 | 995.9055 | 240.519 | 723.481 | 240.519 | 755.3865 | 995.9055 | -755.3865 | 9900 | 0 | -759.2509 | 0.99
2016-06-06 06:00 | 180000 | 50 | 0 | 200.4 | 150.4 | 200.4 | 560.32 | 1021.7033 | 240.519 | 723.481 | 240.519 | 781.1843 | 1021.7033 | -781.1843 | 9900 | 0 | -755.3865 | 0.99
2016-06-06 07:00 | 180000 | 50 | 0 | 200.4 | 150.4 | 200.4 | 560.32 | 2026.7043 | 240.519 | 723.481 | 240.519 | 1786.1853 | 2026.7043 | -1786.1853 | 9900 | 0 | -781.1843 | 0.99
2016-06-06 08:00 | 180000 | 50 | 0 | 200.4 | 150.4 | 200.4 | 560.32 | 3021.5321 | 240.519 | 723.481 | 240.519 | 2781.0132 | 3021.5321 | -2781.0132 | 9900 | 0 | -1786.1853 | 0.99
2016-06-06 09:00 | 180000 | 50 | 0 | 200.4 | 150.4 | 200.4 | 560.32 | 2324.6085 | 240.519 | 723.481 | 240.519 | 2084.0896 | 2324.6085 | -2084.0896 | 9900 | 0 | -2781.0132 | 0.99
2016-06-06 10:00 | 180000 | 50 | 0 | 200.4 | 150.4 | 200.4 | 560.32 | 4515.3854 | 240.519 | 723.481 | 240.519 | 4274.8664 | 4515.3854 | -4274.8664 | 9900 | 0 | -2084.0896 | 0.99
2016-06-06 11:00 | 180000 | 50 | 0 | 200.4 | 150.4 | 200.4 | 560.32 | 5285.0881 | 240.519 | 723.481 | 240.519 | 5044.5691 | 5285.0881 | -5044.5691 | 9900 | 0 | -4274.8664 | 0.99
2016-06-06 12:00 | 180000 | 50 | 0 | 200.4 | 150.4 | 200.4 | 560.32 | 5629.4672 | 240.519 | 723.481 | 240.519 | 5388.9482 | 5629.4672 | -5388.9482 | 9900 | 0 | -5044.5691 | 0.99
2016-06-06 13:00 | 180000 | 50 | 0 | 200.4 | 150.4 | 200.4 | 560.32 | 5716.8467 | 240.519 | 723.481 | 240.519 | 5476.3278 | 5716.8467 | -5476.3278 | 9900 | 0 | -5388.9482 | 0.99
2016-06-06 14:00 | 180000 | 50 | 0 | 200.4 | 150.4 | 200.4 | 560.32 | 5541.2721 | 240.519 | 723.481 | 240.519 | 5300.7531 | 5541.2721 | -5300.7531 | 9900 | 0 | -5476.3278 | 0.99
2016-06-06 15:00 | 180000 | 50 | 0 | 200.4 | 150.4 | 200.4 | 560.32 | 5114.7082 | 240.519 | 723.481 | 240.519 | 4874.1892 | 5114.7082 | -4874.1892 | 9900 | 0 | -5300.7531 | 0.99
2016-06-06 16:00 | 180000 | 50 | 0 | 200.4 | 150.4 | 200.4 | 560.32 | 4466.2248 | 240.519 | 723.481 | 240.519 | 4225.7059 | 4466.2248 | -4225.7059 | 9900 | 0 | -4874.1892 | 0.99
2016-06-06 17:00 | 180000 | 50 | 0 | 200.4 | 150.4 | 200.4 | 560.32 | 3640.015 | 240.519 | 723.481 | 240.519 | 3399.496 | 3640.015 | -3399.496 | 9900 | 0 | -4225.7059 | 0.99
2016-06-06 18:00 | 180000 | 50 | 0 | 200.4 | 150.4 | 200.4 | 560.32 | 2692.3835 | 240.519 | 723.481 | 240.519 | 2451.8645 | 2692.3835 | -2451.8645 | 9900 | 0 | -3399.496 | 0.99
2016-06-06 19:00 | 180000 | 50 | 0 | 200.4 | 150.4 | 200.4 | 560.32 | 1686.8176 | 240.519 | 723.481 | 240.519 | 1446.2986 | 1686.8176 | -1446.2986 | 9900 | 0 | -2451.8645 | 0.99
2016-06-06 20:00 | 180000 | 50 | -50 | 0 | 150.4 | 0 | 0 | 160.6667 | -723.481 | 723.481 | -723.481 | 884.1477 | 932.0347 | -1655.5157 | 9900 | 0 | -1446.2986 | 0.99
2016-06-06 21:00 | 179950 | 50 | -50 | 0 | 0 | 0 | 0 | 160.6667 | 0 | 0 | 0 | 160.6667 | 938.4308 | -938.4308 | 9900 | 0 | -1655.5157 | 0.99
2016-06-06 22:00 | 179900 | 50 | 100 | 200.4 | 0 | 200.4 | 560.32 | 994.7367 | 964 | 0 | 964 | 30.7367 | 994.7367 | -30.7367 | 9900 | 0 | -938.4308 | 0.99
2016-06-06 23:00 | 180000 | 50 | -50 | 0 | 50.4 | 0 | 0 | 160.6667 | -242.4431 | 242.4431 | -242.4431 | 403.1098 | 896.4978 | -1138.9409 | 9900 | 0 | -30.7367 | 0.99
2016-06-07 | 179950 | 50 | -50 | 0 | 0 | 0 | 0 | 160.6667 | 0 | 0 | 0 | 160.6667 | 826.9654 | -826.9654 | 9900 | 0 | -1138.9409 | 0.99
2016-06-07 01:00 | 179900 | 50 | -50 | 0 | 0 | 0 | 0 | 160.6667 | 0 | 0 | 0 | 160.6667 | 869.0563 | -869.0563 | 9900 | 0 | -826.9654 | 0.99
2016-06-07 02:00 | 179850 | 50 | -50 | 0 | 0 | 0 | 0 | 160.6667 | 0 | 0 | 0 | 160.6667 | 888.5757 | -888.5757 | 9900 | 0 | -869.0563 | 0.99
2016-06-07 03:00 | 179800 | 50 | -50 | 0 | 0 | 0 | 0 | 160.6667 | 0 | 0 | 0 | 160.6667 | 940.736 | -940.736 | 9900 | 0 | -888.5757 | 0.99
2016-06-07 04:00 | 179750 | 50 | -50 | 0 | 0 | 0 | 0 | 160.6667 | 0 | 0 | 0 | 160.6667 | 895.6407 | -895.6407 | 9900 | 0 | -940.736 | 0.99
2016-06-07 05:00 | 179700 | 50 | -50 | 0 | 0 | 0 | 0 | 160.6667 | 0 | 0 | 0 | 160.6667 | 849.316 | -849.316 | 9900 | 0 | -895.6407 | 0.99
2016-06-07 06:00 | 179650 | 50 | -50 | 0 | 0 | 0 | 0 | 160.6667 | 0 | 0 | 0 | 160.6667 | 896.4404 | -896.4404 | 9900 | 0 | -849.316 | 0.99
2016-06-07 07:00 | 179600 | 50 | 150.4 | 200.4 | 0 | 200.4 | 560.32 | 1950.5966 | 964 | 0 | 964 | 986.5966 | 1950.5966 | -986.5966 | 9900 | 0 | -896.4404 | 0.99
2016-06-07 08:00 | 179750.4 | 50 | 150.4 | 200.4 | 0 | 200.4 | 560.32 | 2947.4977 | 964 | 0 | 964 | 1983.4977 | 2947.4977 | -1983.4977 | 9900 | 0 | -986.5966 | 0.99
2016-06-07 09:00 | 179900.8 | 50 | 99.2 | 200.4 | 0 | 200.4 | 560.32 | 3828.7642 | 964 | 0 | 964 | 2864.7642 | 3828.7642 | -2864.7642 | 9900 | 0 | -1983.4977 | 0.99
2016-06-07 10:00 | 180000 | 50 | 0 | 200.4 | 51.2 | 200.4 | 560.32 | 4634.5143 | 717.7086 | 246.2914 | 717.7086 | 3916.8058 | 4634.5143 | -3916.8058 | 9900 | 0 | -2864.7642 | 0.99
2016-06-07 11:00 | 180000 | 50 | 0 | 200.4 | 150.4 | 200.4 | 560.32 | 5272.9414 | 240.519 | 723.481 | 240.519 | 5032.4224 | 5272.9414 | -5032.4224 | 9900 | 0 | -3916.8058 | 0.99
2016-06-07 12:00 | 180000 | 50 | 0 | 200.4 | 150.4 | 200.4 | 560.32 | 5627.6671 | 240.519 | 723.481 | 240.519 | 5387.1482 | 5627.6671 | -5387.1482 | 9900 | 0 | -5032.4224 | 0.99
2016-06-07 13:00 | 180000 | 50 | 0 | 200.4 | 150.4 | 200.4 | 560.32 | 5714.8567 | 240.519 | 723.481 | 240.519 | 5474.3378 | 5714.8567 | -5474.3378 | 9900 | 0 | -5387.1482 | 0.99
2016-06-07 14:00 | 180000 | 50 | 0 | 200.4 | 150.4 | 200.4 | 560.32 | 5519.8944 | 240.519 | 723.481 | 240.519 | 5279.3755 | 5519.8944 | -5279.3755 | 9900 | 0 | -5474.3378 | 0.99
2016-06-07 15:00 | 180000 | 50 | 0 | 200.4 | 150.4 | 200.4 | 560.32 | 5106.9943 | 240.519 | 723.481 | 240.519 | 4866.4754 | 5106.9943 | -4866.4754 | 9900 | 0 | -5279.3755 | 0.99
2016-06-07 16:00 | 180000 | 50 | 0 | 200.4 | 150.4 | 200.4 | 560.32 | 4470.1127 | 240.519 | 723.481 | 240.519 | 4229.5938 | 4470.1127 | -4229.5938 | 9900 | 0 | -4866.4754 | 0.99
2016-06-07 17:00 | 180000 | 50 | 0 | 200.4 | 150.4 | 200.4 | 560.32 | 3643.3344 | 240.519 | 723.481 | 240.519 | 3402.8155 | 3643.3344 | -3402.8155 | 9900 | 0 | -4229.5938 | 0.99
2016-06-07 18:00 | 180000 | 50 | 0 | 200.4 | 150.4 | 200.4 | 560.32 | 2687.6343 | 240.519 | 723.481 | 240.519 | 2447.1154 | 2687.6343 | -2447.1154 | 9900 | 0 | -3402.8155 | 0.99
2016-06-07 19:00 | 180000 | 50 | 0 | 200.4 | 150.4 | 200.4 | 560.32 | 1584.059 | 240.519 | 723.481 | 240.519 | 1343.54 | 1584.059 | -1343.54 | 9900 | 0 | -2447.1154 | 0.99
2016-06-07 20:00 | 180000 | 50 | -50 | 0 | 150.4 | 0 | 0 | 160.6667 | -723.481 | 723.481 | -723.481 | 884.1477 | 699.562 | -1423.043 | 9900 | 0 | -1343.54 | 0.99
2016-06-07 21:00 | 179950 | 50 | -50 | 0 | 0 | 0 | 0 | 160.6667 | 0 | 0 | 0 | 160.6667 | 512.0275 | -512.0275 | 9900 | 0 | -1423.043 | 0.99
2016-06-07 22:00 | 179900 | 50 | -50 | 0 | 0 | 0 | 0 | 160.6667 | 0 | 0 | 0 | 160.6667 | 451.1053 | -451.1053 | 9900 | 0 | -512.0275 | 0.99
2016-06-07 23:00 | 179850 | 50 | -50 | 0 | 0 | 0 | 0 | 160.6667 | 0 | 0 | 0 | 160.6667 | 605.9618 | -605.9618 | 9900 | 0 | -451.1053 | 0.99
2016-06-08 | 179800 | 50 | -16.6 | 33.4 | 0 | 33.4 | 93.3867 | 160.6667 | 160.6667 | 0 | 160.6667 | 2.8422e-14 | 466.3419 | -305.6752 | 9900 | 0 | -605.9618 | 0.99
2016-06-08 01:00 | 179783.4 | 50 | -16.6 | 33.4 | 0 | 33.4 | 93.3867 | 160.6667 | 160.6667 | 0 | 160.6667 | 0 | 373.5573 | -212.8907 | 9900 | 0 | -305.6752 | 0.99
2016-06-08 02:00 | 179766.8 | 50 | -16.6 | 33.4 | 0 | 33.4 | 93.3867 | 160.6667 | 160.6667 | 0 | 160.6667 | 0 | 160.5657 | 0.10099 | 9900 | 0 | -212.8907 | 0.99
2016-06-08 03:00 | 179750.2 | 50 | -16.6 | 33.4 | 0 | 33.4 | 93.3867 | 160.6667 | 160.6667 | 0 | 160.6667 | 0 | 182.7481 | -22.0814 | 9899.9091 | 0.10099 | 0 | 0.98999
2016-06-08 04:00 | 179733.6 | 50 | -16.6 | 33.4 | 0 | 33.4 | 93.3867 | 160.6667 | 160.6667 | 0 | 160.6667 | 0 | 106.3319 | 54.3348 | 9900 | -0.10099 | -22.1824 | 0.99
2016-06-08 05:00 | 179717 | 50 | -16.6 | 33.4 | 0 | 33.4 | 93.3867 | 160.6667 | 160.6667 | 0 | 160.6667 | 0 | 75.8336 | 84.8331 | 9851.0987 | 54.3348 | 0 | 0.98511
2016-06-08 06:00 | 179700.4 | 50 | -16.6 | 33.4 | 0 | 33.4 | 93.3867 | 160.6667 | 160.6667 | 0 | 160.6667 | 0 | 126.7831 | 33.8835 | 9774.749 | 84.8331 | 0 | 0.97747
2016-06-08 07:00 | 179683.8 | 50 | 150.4 | 200.4 | 0 | 200.4 | 560.32 | 1114.2446 | 964 | 0 | 964 | 150.2446 | 1114.2446 | -150.2446 | 9744.2538 | 33.8835 | 0 | 0.97443
2016-06-08 08:00 | 179834.2 | 50 | 150.4 | 200.4 | 0 | 200.4 | 560.32 | 2024.9328 | 964 | 0 | 964 | 1060.9328 | 2024.9328 | -1060.9328 | 9879.474 | -150.2446 | 0 | 0.98795
2016-06-08 09:00 | 179984.6 | 50 | 15.4 | 200.4 | 0 | 200.4 | 560.32 | 2940.5474 | 964 | 0 | 964 | 1976.5474 | 2940.5474 | -1976.5474 | 9900 | -22.8067 | -1083.7395 | 0.99
2016-06-08 10:00 | 180000 | 50 | 0 | 200.4 | 135 | 200.4 | 560.32 | 3712.4201 | 314.5988 | 649.4012 | 314.5988 | 3397.8213 | 3712.4201 | -3397.8213 | 9900 | 0 | -1976.5474 | 0.99
2016-06-08 11:00 | 180000 | 50 | 0 | 200.4 | 150.4 | 200.4 | 560.32 | 4298.3816 | 240.519 | 723.481 | 240.519 | 4057.8626 | 4298.3816 | -4057.8626 | 9900 | 0 | -3397.8213 | 0.99
2016-06-08 12:00 | 180000 | 50 | 0 | 200.4 | 150.4 | 200.4 | 560.32 | 4655.3013 | 240.519 | 723.481 | 240.519 | 4414.7823 | 4655.3013 | -4414.7823 | 9900 | 0 | -4057.8626 | 0.99
2016-06-08 13:00 | 180000 | 50 | 0 | 200.4 | 150.4 | 200.4 | 560.32 | 4742.888 | 240.519 | 723.481 | 240.519 | 4502.369 | 4742.888 | -4502.369 | 9900 | 0 | -4414.7823 | 0.99
2016-06-08 14:00 | 180000 | 50 | 0 | 200.4 | 150.4 | 200.4 | 560.32 | 4565.3038 | 240.519 | 723.481 | 240.519 | 4324.7848 | 4565.3038 | -4324.7848 | 9900 | 0 | -4502.369 | 0.99
2016-06-08 15:00 | 180000 | 50 | 0 | 200.4 | 150.4 | 200.4 | 560.32 | 4142.0571 | 240.519 | 723.481 | 240.519 | 3901.5382 | 4142.0571 | -3901.5382 | 9900 | 0 | -4324.7848 | 0.99
2016-06-08 16:00 | 180000 | 50 | 0 | 200.4 | 150.4 | 200.4 | 560.32 | 3498.1264 | 240.519 | 723.481 | 240.519 | 3257.6075 | 3498.1264 | -3257.6075 | 9900 | 0 | -3901.5382 | 0.99
2016-06-08 17:00 | 180000 | 50 | 0 | 200.4 | 150.4 | 200.4 | 560.32 | 2669.7228 | 240.519 | 723.481 | 240.519 | 2429.2038 | 2669.7228 | -2429.2038 | 9900 | 0 | -3257.6075 | 0.99
2016-06-08 18:00 | 180000 | 50 | 0 | 200.4 | 150.4 | 200.4 | 560.32 | 1629.8617 | 240.519 | 723.481 | 240.519 | 1389.3427 | 1629.8617 | -1389.3427 | 9900 | 0 | -2429.2038 | 0.99
2016-06-08 19:00 | 180000 | 50 | -50 | 0 | 150.4 | 0 | 0 | 160.6667 | -723.481 | 723.481 | -723.481 | 884.1477 | 705.246 | -1428.7271 | 9900 | 0 | -1389.3427 | 0.99
2016-06-08 20:00 | 179950 | 50 | -16.6 | 33.4 | 0 | 33.4 | 93.3867 | 160.6667 | 160.6667 | 0 | 160.6667 | 0 | 1.6543 | 159.0124 | 9900 | 0 | -1428.7271 | 0.99
2016-06-08 21:00 | 179933.4 | 50 | -16.6 | 33.4 | 0 | 33.4 | 93.3867 | 160.6667 | 160.6667 | 0 | 160.6667 | 0 | 0.085137 | 160.5815 | 9756.8888 | 159.0124 | 0 | 0.97569
2016-06-08 22:00 | 179916.8 | 50 | -16.6 | 33.4 | 0 | 33.4 | 93.3867 | 160.6667 | 160.6667 | 0 | 160.6667 | 0 | 0 | 160.6667 | 9612.3655 | 160.5815 | 0 | 0.96124
2016-06-08 23:00 | 179900.2 | 50 | -16.6 | 33.4 | 0 | 33.4 | 93.3867 | 160.6667 | 160.6667 | 0 | 160.6667 | 0 | 0.32814 | 160.3385 | 9467.7655 | 160.6667 | 0 | 0.94678
2016-06-09 | 179883.6 | 50 | -16.6 | 33.4 | 0 | 33.4 | 93.3867 | 160.6667 | 160.6667 | 0 | 160.6667 | 0 | 0.58312 | 160.0835 | 9323.4608 | 160.3385 | 0 | 0.93235
2016-06-09 01:00 | 179867 | 50 | -16.6 | 33.4 | 0 | 33.4 | 93.3867 | 160.6667 | 160.6667 | 0 | 160.6667 | 0 | 5.8575 | 154.8092 | 9179.3856 | 160.0835 | 0 | 0.91794
2016-06-09 02:00 | 179850.4 | 50 | -16.6 | 33.4 | 0 | 33.4 | 93.3867 | 160.6667 | 160.6667 | 0 | 160.6667 | 0 | 12.6395 | 148.0271 | 9040.0573 | 154.8092 | 0 | 0.90401
2016-06-09 03:00 | 179833.8 | 50 | -16.6 | 33.4 | 0 | 33.4 | 93.3867 | 160.6667 | 160.6667 | 0 | 160.6667 | 0 | 47.5403 | 113.1264 | 8906.8329 | 148.0271 | 0 | 0.89068
2016-06-09 04:00 | 179817.2 | 50 | -16.6 | 33.4 | 0 | 33.4 | 93.3867 | 160.6667 | 160.6667 | 0 | 160.6667 | 0 | 33.038 | 127.6286 | 8805.0192 | 113.1264 | 0 | 0.8805
2016-06-09 05:00 | 179800.6 | 50 | -16.6 | 33.4 | 0 | 33.4 | 93.3867 | 160.6667 | 160.6667 | 0 | 160.6667 | 0 | 3.3812 | 157.2854 | 8690.1534 | 127.6286 | 0 | 0.86902
2016-06-09 06:00 | 179784 | 50 | -16.6 | 33.4 | 0 | 33.4 | 93.3867 | 160.6667 | 160.6667 | 0 | 160.6667 | 0 | 34.9543 | 125.7123 | 8548.5965 | 157.2854 | 0 | 0.85486
2016-06-09 07:00 | 179767.4 | 50 | 150.4 | 200.4 | 0 | 200.4 | 560.32 | 1028.4347 | 964 | 0 | 964 | 64.4347 | 1028.4347 | -64.4347 | 8435.4554 | 125.7123 | 0 | 0.84355
2016-06-09 08:00 | 179917.8 | 50 | 82.2 | 200.4 | 0 | 200.4 | 560.32 | 2019.7464 | 964 | 0 | 964 | 1055.7464 | 2019.7464 | -1055.7464 | 8493.4466 | -64.4347 | 0 | 0.84934
2016-06-09 09:00 | 180000 | 50 | 0 | 200.4 | 68.2 | 200.4 | 560.32 | 2935.5718 | 635.9321 | 328.0679 | 635.9321 | 2299.6396 | 2935.5718 | -2299.6396 | 9443.6184 | -1055.7464 | 0 | 0.94436
2016-06-09 10:00 | 180000 | 50 | 0 | 200.4 | 150.4 | 200.4 | 560.32 | 3735.1077 | 240.519 | 723.481 | 240.519 | 3494.5887 | 3735.1077 | -3494.5887 | 9900 | -507.0907 | -2806.7303 | 0.99
2016-06-09 11:00 | 180000 | 50 | 0 | 200.4 | 150.4 | 200.4 | 560.32 | 4338.0552 | 240.519 | 723.481 | 240.519 | 4097.5362 | 4338.0552 | -4097.5362 | 9900 | 0 | -3494.5887 | 0.99
2016-06-09 12:00 | 180000 | 50 | 0 | 200.4 | 150.4 | 200.4 | 560.32 | 4740.2335 | 240.519 | 723.481 | 240.519 | 4499.7145 | 4740.2335 | -4499.7145 | 9900 | 0 | -4097.5362 | 0.99
2016-06-09 13:00 | 180000 | 50 | 0 | 200.4 | 150.4 | 200.4 | 560.32 | 4808.4947 | 240.519 | 723.481 | 240.519 | 4567.9757 | 4808.4947 | -4567.9757 | 9900 | 0 | -4499.7145 | 0.99
2016-06-09 14:00 | 180000 | 50 | 0 | 200.4 | 150.4 | 200.4 | 560.32 | 4608.7568 | 240.519 | 723.481 | 240.519 | 4368.2378 | 4608.7568 | -4368.2378 | 9900 | 0 | -4567.9757 | 0.99
2016-06-09 15:00 | 180000 | 50 | 0 | 200.4 | 150.4 | 200.4 | 560.32 | 4170.3534 | 240.519 | 723.481 | 240.519 | 3929.8345 | 4170.3534 | -3929.8345 | 9900 | 0 | -4368.2378 | 0.99
2016-06-09 16:00 | 180000 | 50 | 0 | 200.4 | 150.4 | 200.4 | 560.32 | 3544.2232 | 240.519 | 723.481 | 240.519 | 3303.7042 | 3544.2232 | -3303.7042 | 9900 | 0 | -3929.8345 | 0.99
2016-06-09 17:00 | 180000 | 50 | 0 | 200.4 | 150.4 | 200.4 | 560.32 | 2741.1467 | 240.519 | 723.481 | 240.519 | 2500.6278 | 2741.1467 | -2500.6278 | 9900 | 0 | -3303.7042 | 0.99
2016-06-09 18:00 | 180000 | 50 | 0 | 200.4 | 150.4 | 200.4 | 560.32 | 1838.7449 | 240.519 | 723.481 | 240.519 | 1598.2259 | 1838.7449 | -1598.2259 | 9900 | 0 | -2500.6278 | 0.99
2016-06-09 19:00 | 180000 | 50 | -50 | 0 | 150.4 | 0 | 0 | 160.6667 | -723.481 | 723.481 | -723.481 | 884.1477 | 900.3178 | -1623.7989 | 9900 | 0 | -1598.2259 | 0.99
2016-06-09 20:00 | 179950 | 50 | -16.6 | 33.4 | 0 | 33.4 | 93.3867 | 160.6667 | 160.6667 | 0 | 160.6667 | 0 | 210.4192 | -49.7525 | 9900 | 0 | -1623.7989 | 0.99
2016-06-09 21:00 | 179933.4 | 50 | -16.6 | 33.4 | 0 | 33.4 | 93.3867 | 160.6667 | 160.6667 | 0 | 160.6667 | 0 | 136.5541 | 24.1126 | 9900 | 0 | -49.7525 | 0.99
2016-06-09 22:00 | 179916.8 | 50 | -16.6 | 33.4 | 0 | 33.4 | 93.3867 | 160.6667 | 160.6667 | 0 | 160.6667 | 0 | 74.2193 | 86.4473 | 9878.2987 | 24.1126 | 0 | 0.98783
2016-06-09 23:00 | 179900.2 | 50 | -16.6 | 33.4 | 0 | 33.4 | 93.3867 | 160.6667 | 160.6667 | 0 | 160.6667 | 0 | 83.424 | 77.2426 | 9800.4961 | 86.4473 | 0 | 0.98005
2016-06-10 | 179883.6 | 50 | -16.6 | 33.4 | 0 | 33.4 | 93.3867 | 160.6667 | 160.6667 | 0 | 160.6667 | 0 | 119.596 | 41.0707 | 9730.9777 | 77.2426 | 0 | 0.9731
2016-06-10 01:00 | 179867 | 50 | -16.6 | 33.4 | 0 | 33.4 | 93.3867 | 160.6667 | 160.6667 | 0 | 160.6667 | 0 | 165.391 | -4.7244 | 9694.0141 | 41.0707 | 0 | 0.9694
2016-06-10 02:00 | 179850.4 | 50 | -16.6 | 33.4 | 0 | 33.4 | 93.3867 | 160.6667 | 160.6667 | 0 | 160.6667 | 0 | 136.9581 | 23.7085 | 9698.266 | -4.7244 | 0 | 0.96983
2016-06-10 03:00 | 179833.8 | 50 | -16.6 | 33.4 | 0 | 33.4 | 93.3867 | 160.6667 | 160.6667 | 0 | 160.6667 | 0 | 113.2468 | 47.4199 | 9676.9283 | 23.7085 | 0 | 0.96769
2016-06-10 04:00 | 179817.2 | 50 | -16.6 | 33.4 | 0 | 33.4 | 93.3867 | 160.6667 | 160.6667 | 0 | 160.6667 | 0 | 146.2857 | 14.381 | 9634.2504 | 47.4199 | 0 | 0.96343
2016-06-10 05:00 | 179800.6 | 50 | -16.6 | 33.4 | 0 | 33.4 | 93.3867 | 160.6667 | 160.6667 | 0 | 160.6667 | 0 | 149.0447 | 11.622 | 9621.3076 | 14.381 | 0 | 0.96213
2016-06-10 06:00 | 179784 | 50 | -16.6 | 33.4 | 0 | 33.4 | 93.3867 | 160.6667 | 160.6667 | 0 | 160.6667 | 0 | 285.137 | -124.4703 | 9610.8478 | 11.622 | 0 | 0.96108
2016-06-10 07:00 | 179767.4 | 50 | 150.4 | 200.4 | 0 | 200.4 | 560.32 | 1196.4216 | 964 | 0 | 964 | 232.4216 | 1196.4216 | -232.4216 | 9722.8711 | -124.4703 | 0 | 0.97229
2016-06-10 08:00 | 179917.8 | 50 | 82.2 | 200.4 | 0 | 200.4 | 560.32 | 2205.7439 | 964 | 0 | 964 | 1241.7439 | 2205.7439 | -1241.7439 | 9900 | -196.8099 | -429.2315 | 0.99
2016-06-10 09:00 | 180000 | 50 | 0 | 200.4 | 68.2 | 200.4 | 560.32 | 3314.6575 | 635.9321 | 328.0679 | 635.9321 | 2678.7254 | 3314.6575 | -2678.7254 | 9900 | 0 | -1241.7439 | 0.99
2016-06-10 10:00 | 180000 | 50 | 0 | 200.4 | 150.4 | 200.4 | 560.32 | 4073.0407 | 240.519 | 723.481 | 240.519 | 3832.5217 | 4073.0407 | -3832.5217 | 9900 | 0 | -2678.7254 | 0.99
2016-06-10 11:00 | 180000 | 50 | 0 | 200.4 | 150.4 | 200.4 | 560.32 | 4815.7625 | 240.519 | 723.481 | 240.519 | 4575.2435 | 4815.7625 | -4575.2435 | 9900 | 0 | -3832.5217 | 0.99
2016-06-10 12:00 | 180000 | 50 | 0 | 200.4 | 150.4 | 200.4 | 560.32 | 5264.8316 | 240.519 | 723.481 | 240.519 | 5024.3126 | 5264.8316 | -5024.3126 | 9900 | 0 | -4575.2435 | 0.99
2016-06-10 13:00 | 180000 | 50 | 0 | 200.4 | 150.4 | 200.4 | 560.32 | 5373.7829 | 240.519 | 723.481 | 240.519 | 5133.264 | 5373.7829 | -5133.264 | 9900 | 0 | -5024.3126 | 0.99
2016-06-10 14:00 | 180000 | 50 | 0 | 200.4 | 150.4 | 200.4 | 560.32 | 5217.3358 | 240.519 | 723.481 | 240.519 | 4976.8168 | 5217.3358 | -4976.8168 | 9900 | 0 | -5133.264 | 0.99
2016-06-10 15:00 | 180000 | 50 | 0 | 200.4 | 150.4 | 200.4 | 560.32 | 4855.5894 | 240.519 | 723.481 | 240.519 | 4615.0705 | 4855.5894 | -4615.0705 | 9900 | 0 | -4976.8168 | 0.99
2016-06-10 16:00 | 180000 | 50 | 0 | 200.4 | 150.4 | 200.4 | 560.32 | 4231.6347 | 240.519 | 723.481 | 240.519 | 3991.1157 | 4231.6347 | -3991.1157 | 9900 | 0 | -4615.0705 | 0.99
2016-06-10 17:00 | 180000 | 50 | 0 | 200.4 | 150.4 | 200.4 | 560.32 | 3401.6527 | 240.519 | 723.481 | 240.519 | 3161.1338 | 3401.6527 | -3161.1338 | 9900 | 0 | -3991.1157 | 0.99
2016-06-10 18:00 | 180000 | 50 | 0 | 200.4 | 150.4 | 200.4 | 560.32 | 2475.3561 | 240.519 | 723.481 | 240.519 | 2234.8371 | 2475.3561 | -2234.8371 | 9900 | 0 | -3161.1338 | 0.99
2016-06-10 19:00 | 180000 | 50 | 0 | 200.4 | 150.4 | 200.4 | 560.32 | 1480.8306 | 240.519 | 723.481 | 240.519 | 1240.3116 | 1480.8306 | -1240.3116 | 9900 | 0 | -2234.8371 | 0.99
2016-06-10 20:00 | 180000 | 50 | -50 | 0 | 150.4 | 0 | 0 | 160.6667 | -723.481 | 723.481 | -723.481 | 884.1477 | 578.6354 | -1302.1164 | 9900 | 0 | -1240.3116 | 0.99
2016-06-10 21:00 | 179950 | 50 | -16.6 | 33.4 | 0 | 33.4 | 93.3867 | 160.6667 | 160.6667 | 0 | 160.6667 | 0 | 358.8755 | -198.2088 | 9900 | 0 | -1302.1164 | 0.99
2016-06-10 22:00 | 179933.4 | 50 | -16.6 | 33.4 | 0 | 33.4 | 93.3867 | 160.6667 | 160.6667 | 0 | 160.6667 | 0 | 235.139 | -74.4723 | 9900 | 0 | -198.2088 | 0.99
2016-06-10 23:00 | 179916.8 | 50 | -16.6 | 33.4 | 0 | 33.4 | 93.3867 | 160.6667 | 160.6667 | 0 | 160.6667 | 0 | 181.0034 | -20.3367 | 9900 | 0 | -74.4723 | 0.99
2016-06-11 | 179900.2 | 50 | -16.6 | 33.4 | 0 | 33.4 | 93.3867 | 160.6667 | 160.6667 | 0 | 160.6667 | 0 | 234.5845 | -73.9179 | 9900 | 0 | -20.3367 | 0.99
2016-06-11 01:00 | 179883.6 | 50 | -16.6 | 33.4 | 0 | 33.4 | 93.3867 | 160.6667 | 160.6667 | 0 | 160.6667 | 0 | 331.6037 | -170.937 | 9900 | 0 | -73.9179 | 0.99
2016-06-11 02:00 | 179867 | 50 | -16.6 | 33.4 | 0 | 33.4 | 93.3867 | 160.6667 | 160.6667 | 0 | 160.6667 | 0 | 251.6732 | -91.0065 | 9900 | 0 | -170.937 | 0.99
2016-06-11 03:00 | 179850.4 | 50 | -16.6 | 33.4 | 0 | 33.4 | 93.3867 | 160.6667 | 160.6667 | 0 | 160.6667 | 0 | 405.4674 | -244.8007 | 9900 | 0 | -91.0065 | 0.99
2016-06-11 04:00 | 179833.8 | 50 | -16.6 | 33.4 | 0 | 33.4 | 93.3867 | 160.6667 | 160.6667 | 0 | 160.6667 | 0 | 344.6543 | -183.9876 | 9900 | 0 | -244.8007 | 0.99
2016-06-11 05:00 | 179817.2 | 50 | -50 | 0 | 0 | 0 | 0 | 160.6667 | 0 | 0 | 0 | 160.6667 | 434.6986 | -434.6986 | 9900 | 0 | -183.9876 | 0.99
2016-06-11 06:00 | 179767.2 | 50 | -50 | 0 | 0 | 0 | 0 | 160.6667 | 0 | 0 | 0 | 160.6667 | 514.1114 | -514.1114 | 9900 | 0 | -434.6986 | 0.99
2016-06-11 07:00 | 179717.2 | 50 | 150.4 | 200.4 | 0 | 200.4 | 560.32 | 1747.2321 | 964 | 0 | 964 | 783.2321 | 1747.2321 | -783.2321 | 9900 | 0 | -514.1114 | 0.99
2016-06-11 08:00 | 179867.6 | 50 | 132.4 | 200.4 | 0 | 200.4 | 560.32 | 2743.6718 | 964 | 0 | 964 | 1779.6718 | 2743.6718 | -1779.6718 | 9900 | 0 | -783.2321 | 0.99
2016-06-11 09:00 | 180000 | 50 | 0 | 200.4 | 18 | 200.4 | 560.32 | 3855.6974 | 877.4132 | 86.5868 | 877.4132 | 2978.2842 | 3855.6974 | -2978.2842 | 9900 | 0 | -1779.6718 | 0.99
2016-06-11 10:00 | 180000 | 50 | 0 | 200.4 | 150.4 | 200.4 | 560.32 | 4040.9415 | 240.519 | 723.481 | 240.519 | 3800.4226 | 4040.9415 | -3800.4226 | 9900 | 0 | -2978.2842 | 0.99
2016-06-11 11:00 | 180000 | 50 | 0 | 200.4 | 150.4 | 200.4 | 560.32 | 5270.4317 | 240.519 | 723.481 | 240.519 | 5029.9127 | 5270.4317 | -5029.9127 | 9900 | 0 | -3800.4226 | 0.99
2016-06-11 12:00 | 180000 | 50 | 0 | 200.4 | 150.4 | 200.4 | 560.32 | 5628.6688 | 240.519 | 723.481 | 240.519 | 5388.1498 | 5628.6688 | -5388.1498 | 9900 | 0 | -5029.9127 | 0.99
2016-06-11 13:00 | 180000 | 50 | 0 | 200.4 | 150.4 | 200.4 | 560.32 | 5720.3495 | 240.519 | 723.481 | 240.519 | 5479.8305 | 5720.3495 | -5479.8305 | 9900 | 0 | -5388.1498 | 0.99
2016-06-11 14:00 | 180000 | 50 | 0 | 200.4 | 150.4 | 200.4 | 560.32 | 5549.5696 | 240.519 | 723.481 | 240.519 | 5309.0506 | 5549.5696 | -5309.0506 | 9900 | 0 | -5479.8305 | 0.99
2016-06-11 15:00 | 180000 | 50 | 0 | 200.4 | 150.4 | 200.4 | 560.32 | 5128.1933 | 240.519 | 723.481 | 240.519 | 4887.6743 | 5128.1933 | -4887.6743 | 9900 | 0 | -5309.0506 | 0.99
2016-06-11 16:00 | 180000 | 50 | 0 | 200.4 | 150.4 | 200.4 | 560.32 | 4483.2663 | 240.519 | 723.481 | 240.519 | 4242.7474 | 4483.2663 | -4242.7474 | 9900 | 0 | -4887.6743 | 0.99
2016-06-11 17:00 | 180000 | 50 | 0 | 200.4 | 150.4 | 200.4 | 560.32 | 3641.656 | 240.519 | 723.481 | 240.519 | 3401.137 | 3641.656 | -3401.137 | 9900 | 0 | -4242.7474 | 0.99
2016-06-11 18:00 | 180000 | 50 | 0 | 200.4 | 150.4 | 200.4 | 560.32 | 2598.4753 | 240.519 | 723.481 | 240.519 | 2357.9563 | 2598.4753 | -2357.9563 | 9900 | 0 | -3401.137 | 0.99
2016-06-11 19:00 | 180000 | 50 | 0 | 200.4 | 150.4 | 200.4 | 560.32 | 1274.8635 | 240.519 | 723.481 | 240.519 | 1034.3445 | 1274.8635 | -1034.3445 | 9900 | 0 | -2357.9563 | 0.99
2016-06-11 20:00 | 180000 | 50 | -50 | 0 | 150.4 | 0 | 0 | 160.6667 | -723.481 | 723.481 | -723.481 | 884.1477 | 534.733 | -1258.214 | 9900 | 0 | -1034.3445 | 0.99
2016-06-11 21:00 | 179950 | 50 | -50 | 0 | 0 | 0 | 0 | 160.6667 | 0 | 0 | 0 | 160.6667 | 518.4755 | -518.4755 | 9900 | 0 | -1258.214 | 0.99
2016-06-11 22:00 | 179900 | 50 | -16.6 | 33.4 | 0 | 33.4 | 93.3867 | 160.6667 | 160.6667 | 0 | 160.6667 | 0 | 350.3158 | -189.6492 | 9900 | 0 | -518.4755 | 0.99
2016-06-11 23:00 | 179883.4 | 50 | -16.6 | 33.4 | 0 | 33.4 | 93.3867 | 160.6667 | 160.6667 | 0 | 160.6667 | 2.8422e-14 | 434.8181 | -274.1514 | 9900 | 0 | -189.6492 | 0.99
2016-06-12 | 179866.8 | 50 | -16.6 | 33.4 | 0 | 33.4 | 93.3867 | 160.6667 | 160.6667 | 0 | 160.6667 | 0 | 343.5028 | -182.8361 | 9900 | 0 | -274.1514 | 0.99
2016-06-12 01:00 | 179850.2 | 50 | -16.6 | 33.4 | 0 | 33.4 | 93.3867 | 160.6667 | 160.6667 | 0 | 160.6667 | 0 | 407.2108 | -246.5442 | 9900 | 0 | -182.8361 | 0.99
2016-06-12 02:00 | 179833.6 | 50 | -16.6 | 33.4 | 0 | 33.4 | 93.3867 | 160.6667 | 160.6667 | 0 | 160.6667 | 2.8422e-14 | 440.3825 | -279.7158 | 9900 | 0 | -246.5442 | 0.99
2016-06-12 03:00 | 179817 | 50 | -16.6 | 33.4 | 0 | 33.4 | 93.3867 | 160.6667 | 160.6667 | 0 | 160.6667 | 0 | 381.829 | -221.1623 | 9900 | 0 | -279.7158 | 0.99
2016-06-12 04:00 | 179800.4 | 50 | -16.6 | 33.4 | 0 | 33.4 | 93.3867 | 160.6667 | 160.6667 | 0 | 160.6667 | 0 | 274.0472 | -113.3805 | 9900 | 0 | -221.1623 | 0.99
2016-06-12 05:00 | 179783.8 | 50 | -16.6 | 33.4 | 0 | 33.4 | 93.3867 | 160.6667 | 160.6667 | 0 | 160.6667 | 0 | 305.2725 | -144.6058 | 9900 | 0 | -113.3805 | 0.99
2016-06-12 06:00 | 179767.2 | 50 | -50 | 0 | 0 | 0 | 0 | 160.6667 | 0 | 0 | 0 | 160.6667 | 431.2856 | -431.2856 | 9900 | 0 | -144.6058 | 0.99
2016-06-12 07:00 | 179717.2 | 50 | 150.4 | 200.4 | 0 | 200.4 | 560.32 | 1422.1766 | 964 | 0 | 964 | 458.1766 | 1422.1766 | -458.1766 | 9900 | 0 | -431.2856 | 0.99
2016-06-12 08:00 | 179867.6 | 50 | 132.4 | 200.4 | 0 | 200.4 | 560.32 | 2644.4192 | 964 | 0 | 964 | 1680.4192 | 2644.4192 | -1680.4192 | 9900 | 0 | -458.1766 | 0.99
2016-06-12 09:00 | 180000 | 50 | 0 | 200.4 | 18 | 200.4 | 560.32 | 3623.7375 | 877.4132 | 86.5868 | 877.4132 | 2746.3244 | 3623.7375 | -2746.3244 | 9900 | 0 | -1680.4192 | 0.99
2016-06-12 10:00 | 180000 | 50 | 0 | 200.4 | 150.4 | 200.4 | 560.32 | 4485.2824 | 240.519 | 723.481 | 240.519 | 4244.7634 | 4485.2824 | -4244.7634 | 9900 | 0 | -2746.3244 | 0.99
2016-06-12 11:00 | 180000 | 50 | 0 | 200.4 | 150.4 | 200.4 | 560.32 | 5205.1045 | 240.519 | 723.481 | 240.519 | 4964.5855 | 5205.1045 | -4964.5855 | 9900 | 0 | -4244.7634 | 0.99
2016-06-12 12:00 | 180000 | 50 | 0 | 200.4 | 150.4 | 200.4 | 560.32 | 5601.0332 | 240.519 | 723.481 | 240.519 | 5360.5142 | 5601.0332 | -5360.5142 | 9900 | 0 | -4964.5855 | 0.99
2016-06-12 13:00 | 180000 | 50 | 0 | 200.4 | 150.4 | 200.4 | 560.32 | 5568.8106 | 240.519 | 723.481 | 240.519 | 5328.2916 | 5568.8106 | -5328.2916 | 9900 | 0 | -5360.5142 | 0.99
2016-06-12 14:00 | 180000 | 50 | 0 | 200.4 | 150.4 | 200.4 | 560.32 | 5530.9933 | 240.519 | 723.481 | 240.519 | 5290.4743 | 5530.9933 | -5290.4743 | 9900 | 0 | -5328.2916 | 0.99
2016-06-12 15:00 | 180000 | 50 | 0 | 200.4 | 150.4 | 200.4 | 560.32 | 5054.1923 | 240.519 | 723.481 | 240.519 | 4813.6733 | 5054.1923 | -4813.6733 | 9900 | 0 | -5290.4743 | 0.99
2016-06-12 16:00 | 180000 | 50 | 0 | 200.4 | 150.4 | 200.4 | 560.32 | 4421.6714 | 240.519 | 723.481 | 240.519 | 4181.1525 | 4421.6714 | -4181.1525 | 9900 | 0 | -4813.6733 | 0.99
2016-06-12 17:00 | 180000 | 50 | 0 | 200.4 | 150.4 | 200.4 | 560.32 | 3643.6239 | 240.519 | 723.481 | 240.519 | 3403.1049 | 3643.6239 | -3403.1049 | 9900 | 0 | -4181.1525 | 0.99
2016-06-12 18:00 | 180000 | 50 | 0 | 200.4 | 150.4 | 200.4 | 560.32 | 2677.1002 | 240.519 | 723.481 | 240.519 | 2436.5813 | 2677.1002 | -2436.5813 | 9900 | 0 | -3403.1049 | 0.99
2016-06-12 19:00 | 180000 | 50 | 0 | 200.4 | 150.4 | 200.4 | 560.32 | 1497.5456 | 240.519 | 723.481 | 240.519 | 1257.0266 | 1497.5456 | -1257.0266 | 9900 | 0 | -2436.5813 | 0.99
2016-06-12 20:00 | 180000 | 50 | -50 | 0 | 150.4 | 0 | 0 | 160.6667 | -723.481 | 723.481 | -723.481 | 884.1477 | 606.9414 | -1330.4225 | 9900 | 0 | -1257.0266 | 0.99
2016-06-12 21:00 | 179950 | 50 | -50 | 0 | 0 | 0 | 0 | 160.6667 | 0 | 0 | 0 | 160.6667 | 774.9372 | -774.9372 | 9900 | 0 | -1330.4225 | 0.99
2016-06-12 22:00 | 179900 | 50 | -50 | 0 | 0 | 0 | 0 | 160.6667 | 0 | 0 | 0 | 160.6667 | 922.5433 | -922.5433 | 9900 | 0 | -774.9372 | 0.99
2016-06-12 23:00 | 179850 | 50 | -50 | 0 | 0 | 0 | 0 | 160.6667 | 0 | 0 | 0 | 160.6667 | 855.9264 | -855.9264 | 9900 | 0 | -922.5433 | 0.99
2016-06-13 | 179800 | 50 | -50 | 0 | 0 | 0 | 0 | 160.6667 | 0 | 0 | 0 | 160.6667 | 601.9369 | -601.9369 | 9900 | 0 | -855.9264 | 0.99
2016-06-13 01:00 | 179750 | 50 | -50 | 0 | 0 | 0 | 0 | 160.6667 | 0 | 0 | 0 | 160.6667 | 646.8984 | -646.8984 | 9900 | 0 | -601.9369 | 0.99
2016-06-13 02:00 | 179700 | 50 | -50 | 0 | 0 | 0 | 0 | 160.6667 | 0 | 0 | 0 | 160.6667 | 702.1789 | -702.1789 | 9900 | 0 | -646.8984 | 0.99
2016-06-13 03:00 | 179650 | 50 | -50 | 0 | 0 | 0 | 0 | 160.6667 | 0 | 0 | 0 | 160.6667 | 513.9858 | -513.9858 | 9900 | 0 | -702.1789 | 0.99
2016-06-13 04:00 | 179600 | 50 | -16.6 | 33.4 | 0 | 33.4 | 93.3867 | 160.6667 | 160.6667 | 0 | 160.6667 | 2.8422e-14 | 511.5976 | -350.931 | 9900 | 0 | -513.9858 | 0.99
2016-06-13 05:00 | 179583.4 | 50 | -50 | 0 | 0 | 0 | 0 | 160.6667 | 0 | 0 | 0 | 160.6667 | 778.4711 | -778.4711 | 9900 | 0 | -350.931 | 0.99
2016-06-13 06:00 | 179533.4 | 50 | -16.6 | 33.4 | 0 | 33.4 | 93.3867 | 160.6667 | 160.6667 | 0 | 160.6667 | 2.8422e-14 | 439.7678 | -279.1011 | 9900 | 0 | -778.4711 | 0.99
2016-06-13 07:00 | 179516.8 | 50 | 150.4 | 200.4 | 0 | 200.4 | 560.32 | 1295.6902 | 964 | 0 | 964 | 331.6902 | 1295.6902 | -331.6902 | 9900 | 0 | -279.1011 | 0.99
2016-06-13 08:00 | 179667.2 | 50 | 150.4 | 200.4 | 0 | 200.4 | 560.32 | 2396.8444 | 964 | 0 | 964 | 1432.8444 | 2396.8444 | -1432.8444 | 9900 | 0 | -331.6902 | 0.99
2016-06-13 09:00 | 179817.6 | 50 | 150.4 | 200.4 | 0 | 200.4 | 560.32 | 3594.0194 | 964 | 0 | 964 | 2630.0194 | 3594.0194 | -2630.0194 | 9900 | 0 | -1432.8444 | 0.99
2016-06-13 10:00 | 179968 | 50 | 32 | 200.4 | 0 | 200.4 | 560.32 | 4501.9357 | 964 | 0 | 964 | 3537.9357 | 4501.9357 | -3537.9357 | 9900 | 0 | -2630.0194 | 0.99
2016-06-13 11:00 | 180000 | 50 | 0 | 200.4 | 118.4 | 200.4 | 560.32 | 5048.4058 | 394.4511 | 569.5489 | 394.4511 | 4653.9547 | 5048.4058 | -4653.9547 | 9900 | 0 | -3537.9357 | 0.99
2016-06-13 12:00 | 180000 | 50 | 0 | 200.4 | 150.4 | 200.4 | 560.32 | 5549.6824 | 240.519 | 723.481 | 240.519 | 5309.1634 | 5549.6824 | -5309.1634 | 9900 | 0 | -4653.9547 | 0.99
2016-06-13 13:00 | 180000 | 50 | 0 | 200.4 | 150.4 | 200.4 | 560.32 | 5696.4064 | 240.519 | 723.481 | 240.519 | 5455.8874 | 5696.4064 | -5455.8874 | 9900 | 0 | -5309.1634 | 0.99
2016-06-13 14:00 | 180000 | 50 | 0 | 200.4 | 150.4 | 200.4 | 560.32 | 5494.5749 | 240.519 | 723.481 | 240.519 | 5254.0559 | 5494.5749 | -5254.0559 | 9900 | 0 | -5455.8874 | 0.99
2016-06-13 15:00 | 180000 | 50 | 0 | 200.4 | 150.4 | 200.4 | 560.32 | 2706.0248 | 240.519 | 723.481 | 240.519 | 2465.5059 | 2706.0248 | -2465.5059 | 9900 | 0 | -5254.0559 | 0.99
2016-06-13 16:00 | 180000 | 50 | 0 | 200.4 | 150.4 | 200.4 | 560.32 | 4424.5012 | 240.519 | 723.481 | 240.519 | 4183.9823 | 4424.5012 | -4183.9823 | 9900 | 0 | -2465.5059 | 0.99
2016-06-13 17:00 | 180000 | 50 | 0 | 200.4 | 150.4 | 200.4 | 560.32 | 3442.5745 | 240.519 | 723.481 | 240.519 | 3202.0556 | 3442.5745 | -3202.0556 | 9900 | 0 | -4183.9823 | 0.99
2016-06-13 18:00 | 180000 | 50 | 0 | 200.4 | 150.4 | 200.4 | 560.32 | 2643.3532 | 240.519 | 723.481 | 240.519 | 2402.8342 | 2643.3532 | -2402.8342 | 9900 | 0 | -3202.0556 | 0.99
2016-06-13 19:00 | 180000 | 50 | 0 | 200.4 | 150.4 | 200.4 | 560.32 | 1640.7248 | 240.519 | 723.481 | 240.519 | 1400.2059 | 1640.7248 | -1400.2059 | 9900 | 0 | -2402.8342 | 0.99
2016-06-13 20:00 | 180000 | 50 | -50 | 0 | 150.4 | 0 | 0 | 160.6667 | -723.481 | 723.481 | -723.481 | 884.1477 | 784.6443 | -1508.1253 | 9900 | 0 | -1400.2059 | 0.99
2016-06-13 21:00 | 179950 | 50 | -50 | 0 | 0 | 0 | 0 | 160.6667 | 0 | 0 | 0 | 160.6667 | 851.6147 | -851.6147 | 9900 | 0 | -1508.1253 | 0.99
2016-06-13 22:00 | 179900 | 50 | -50 | 0 | 0 | 0 | 0 | 160.6667 | 0 | 0 | 0 | 160.6667 | 774.1096 | -774.1096 | 9900 | 0 | -851.6147 | 0.99
2016-06-13 23:00 | 179850 | 50 | -50 | 0 | 0 | 0 | 0 | 160.6667 | 0 | 0 | 0 | 160.6667 | 892.1083 | -892.1083 | 9900 | 0 | -774.1096 | 0.99
2016-06-14 | 179800 | 50 | -50 | 0 | 0 | 0 | 0 | 160.6667 | 0 | 0 | 0 | 160.6667 | 748.1421 | -748.1421 | 9900 | 0 | -892.1083 | 0.99
2016-06-14 01:00 | 179750 | 50 | -50 | 0 | 0 | 0 | 0 | 160.6667 | 0 | 0 | 0 | 160.6667 | 651.9029 | -651.9029 | 9900 | 0 | -748.1421 | 0.99
2016-06-14 02:00 | 179700 | 50 | -16.6 | 33.4 | 0 | 33.4 | 93.3867 | 160.6667 | 160.6667 | 0 | 160.6667 | 0 | 231.943 | -71.2763 | 9900 | 0 | -651.9029 | 0.99
2016-06-14 03:00 | 179683.4 | 50 | -16.6 | 33.4 | 0 | 33.4 | 93.3867 | 160.6667 | 160.6667 | 0 | 160.6667 | 0 | 242.5745 | -81.9078 | 9900 | 0 | -71.2763 | 0.99
2016-06-14 04:00 | 179666.8 | 50 | -16.6 | 33.4 | 0 | 33.4 | 93.3867 | 160.6667 | 160.6667 | 0 | 160.6667 | 2.8422e-14 | 446.9022 | -286.2355 | 9900 | 0 | -81.9078 | 0.99
2016-06-14 05:00 | 179650.2 | 50 | -16.6 | 33.4 | 0 | 33.4 | 93.3867 | 160.6667 | 160.6667 | 0 | 160.6667 | 0 | 416.1187 | -255.4521 | 9900 | 0 | -286.2355 | 0.99
2016-06-14 06:00 | 179633.6 | 50 | -50 | 0 | 0 | 0 | 0 | 160.6667 | 0 | 0 | 0 | 160.6667 | 418.4828 | -418.4828 | 9900 | 0 | -255.4521 | 0.99
2016-06-14 07:00 | 179583.6 | 50 | 150.4 | 200.4 | 0 | 200.4 | 560.32 | 1266.9563 | 964 | 0 | 964 | 302.9563 | 1266.9563 | -302.9563 | 9900 | 0 | -418.4828 | 0.99
2016-06-14 08:00 | 179734 | 50 | 150.4 | 200.4 | 0 | 200.4 | 560.32 | 2603.2045 | 964 | 0 | 964 | 1639.2045 | 2603.2045 | -1639.2045 | 9900 | 0 | -302.9563 | 0.99
2016-06-14 09:00 | 179884.4 | 50 | 115.6 | 200.4 | 0 | 200.4 | 560.32 | 3466.8312 | 964 | 0 | 964 | 2502.8312 | 3466.8312 | -2502.8312 | 9900 | 0 | -1639.2045 | 0.99
2016-06-14 10:00 | 180000 | 50 | 0 | 200.4 | 34.8 | 200.4 | 560.32 | 4367.3698 | 796.5988 | 167.4012 | 796.5988 | 3570.771 | 4367.3698 | -3570.771 | 9900 | 0 | -2502.8312 | 0.99
2016-06-14 11:00 | 180000 | 50 | 0 | 200.4 | 150.4 | 200.4 | 560.32 | 4942.5427 | 240.519 | 723.481 | 240.519 | 4702.0237 | 4942.5427 | -4702.0237 | 9900 | 0 | -3570.771 | 0.99
2016-06-14 12:00 | 180000 | 50 | 0 | 200.4 | 150.4 | 200.4 | 560.32 | 5255.9196 | 240.519 | 723.481 | 240.519 | 5015.4006 | 5255.9196 | -5015.4006 | 9900 | 0 | -4702.0237 | 0.99
2016-06-14 13:00 | 180000 | 50 | 0 | 200.4 | 150.4 | 200.4 | 560.32 | 5386.2523 | 240.519 | 723.481 | 240.519 | 5145.7333 | 5386.2523 | -5145.7333 | 9900 | 0 | -5015.4006 | 0.99
2016-06-14 14:00 | 180000 | 50 | 0 | 200.4 | 150.4 | 200.4 | 560.32 | 5195.7911 | 240.519 | 723.481 | 240.519 | 4955.2722 | 5195.7911 | -4955.2722 | 9900 | 0 | -5145.7333 | 0.99
2016-06-14 15:00 | 180000 | 50 | 0 | 200.4 | 150.4 | 200.4 | 560.32 | 4842.7276 | 240.519 | 723.481 | 240.519 | 4602.2086 | 4842.7276 | -4602.2086 | 9900 | 0 | -4955.2722 | 0.99
2016-06-14 16:00 | 180000 | 50 | 0 | 200.4 | 150.4 | 200.4 | 560.32 | 4277.7056 | 240.519 | 723.481 | 240.519 | 4037.1867 | 4277.7056 | -4037.1867 | 9900 | 0 | -4602.2086 | 0.99
2016-06-14 17:00 | 180000 | 50 | 0 | 200.4 | 150.4 | 200.4 | 560.32 | 3445.3201 | 240.519 | 723.481 | 240.519 | 3204.8011 | 3445.3201 | -3204.8011 | 9900 | 0 | -4037.1867 | 0.99
2016-06-14 18:00 | 180000 | 50 | 0 | 200.4 | 150.4 | 200.4 | 560.32 | 2488.8421 | 240.519 | 723.481 | 240.519 | 2248.3232 | 2488.8421 | -2248.3232 | 9900 | 0 | -3204.8011 | 0.99
2016-06-14 19:00 | 180000 | 50 | 0 | 200.4 | 150.4 | 200.4 | 560.32 | 1418.3271 | 240.519 | 723.481 | 240.519 | 1177.8081 | 1418.3271 | -1177.8081 | 9900 | 0 | -2248.3232 | 0.99
2016-06-14 20:00 | 180000 | 50 | -50 | 0 | 150.4 | 0 | 0 | 160.6667 | -723.481 | 723.481 | -723.481 | 884.1477 | 669.5645 | -1393.0455 | 9900 | 0 | -1177.8081 | 0.99
2016-06-14 21:00 | 179950 | 50 | -50 | 0 | 0 | 0 | 0 | 160.6667 | 0 | 0 | 0 | 160.6667 | 556.6577 | -556.6577 | 9900 | 0 | -1393.0455 | 0.99
2016-06-14 22:00 | 179900 | 50 | -50 | 0 | 0 | 0 | 0 | 160.6667 | 0 | 0 | 0 | 160.6667 | 549.4554 | -549.4554 | 9900 | 0 | -556.6577 | 0.99
2016-06-14 23:00 | 179850 | 50 | -16.6 | 33.4 | 0 | 33.4 | 93.3867 | 160.6667 | 160.6667 | 0 | 160.6667 | 0 | 405.0138 | -244.3471 | 9900 | 0 | -549.4554 | 0.99
2016-06-15 | 179833.4 | 50 | -16.6 | 33.4 | 0 | 33.4 | 93.3867 | 160.6667 | 160.6667 | 0 | 160.6667 | 0 | 383.537 | -222.8704 | 9900 | 0 | -244.3471 | 0.99
2016-06-15 01:00 | 179816.8 | 50 | -16.6 | 33.4 | 0 | 33.4 | 93.3867 | 160.6667 | 160.6667 | 0 | 160.6667 | 0 | 262.4187 | -101.7521 | 9900 | 0 | -222.8704 | 0.99
2016-06-15 02:00 | 179800.2 | 50 | -50 | 0 | 0 | 0 | 0 | 160.6667 | 0 | 0 | 0 | 160.6667 | 422.9967 | -422.9967 | 9900 | 0 | -101.7521 | 0.99
2016-06-15 03:00 | 179750.2 | 50 | -50 | 0 | 0 | 0 | 0 | 160.6667 | 0 | 0 | 0 | 160.6667 | 471.8823 | -471.8823 | 9900 | 0 | -422.9967 | 0.99
2016-06-15 04:00 | 179700.2 | 50 | -50 | 0 | 0 | 0 | 0 | 160.6667 | 0 | 0 | 0 | 160.6667 | 616.5004 | -616.5004 | 9900 | 0 | -471.8823 | 0.99
2016-06-15 05:00 | 179650.2 | 50 | -50 | 0 | 0 | 0 | 0 | 160.6667 | 0 | 0 | 0 | 160.6667 | 518.2606 | -518.2606 | 9900 | 0 | -616.5004 | 0.99
2016-06-15 06:00 | 179600.2 | 50 | -16.6 | 33.4 | 0 | 33.4 | 93.3867 | 160.6667 | 160.6667 | 0 | 160.6667 | 2.8422e-14 | 462.1736 | -301.507 | 9900 | 0 | -518.2606 | 0.99
2016-06-15 07:00 | 179583.6 | 50 | 150.4 | 200.4 | 0 | 200.4 | 560.32 | 1502.3243 | 964 | 0 | 964 | 538.3243 | 1502.3243 | -538.3243 | 9900 | 0 | -301.507 | 0.99
2016-06-15 08:00 | 179734 | 50 | 150.4 | 200.4 | 0 | 200.4 | 560.32 | 2607.2669 | 964 | 0 | 964 | 1643.2669 | 2607.2669 | -1643.2669 | 9900 | 0 | -538.3243 | 0.99
2016-06-15 09:00 | 179884.4 | 50 | 115.6 | 200.4 | 0 | 200.4 | 560.32 | 3562.4302 | 964 | 0 | 964 | 2598.4302 | 3562.4302 | -2598.4302 | 9900 | 0 | -1643.2669 | 0.99
2016-06-15 10:00 | 180000 | 50 | 0 | 200.4 | 34.8 | 200.4 | 560.32 | 4471.9703 | 796.5988 | 167.4012 | 796.5988 | 3675.3715 | 4471.9703 | -3675.3715 | 9900 | 0 | -2598.4302 | 0.99
2016-06-15 11:00 | 180000 | 50 | 0 | 200.4 | 150.4 | 200.4 | 560.32 | 4434.4673 | 240.519 | 723.481 | 240.519 | 4193.9483 | 4434.4673 | -4193.9483 | 9900 | 0 | -3675.3715 | 0.99
2016-06-15 12:00 | 180000 | 50 | 0 | 200.4 | 150.4 | 200.4 | 560.32 | 5495.8907 | 240.519 | 723.481 | 240.519 | 5255.3717 | 5495.8907 | -5255.3717 | 9900 | 0 | -4193.9483 | 0.99
2016-06-15 13:00 | 180000 | 50 | 0 | 200.4 | 150.4 | 200.4 | 560.32 | 5649.1062 | 240.519 | 723.481 | 240.519 | 5408.5873 | 5649.1062 | -5408.5873 | 9900 | 0 | -5255.3717 | 0.99
2016-06-15 14:00 | 180000 | 50 | 0 | 200.4 | 150.4 | 200.4 | 560.32 | 5414.924 | 240.519 | 723.481 | 240.519 | 5174.4051 | 5414.924 | -5174.4051 | 9900 | 0 | -5408.5873 | 0.99
2016-06-15 15:00 | 180000 | 50 | 0 | 200.4 | 150.4 | 200.4 | 560.32 | 5011.1445 | 240.519 | 723.481 | 240.519 | 4770.6255 | 5011.1445 | -4770.6255 | 9900 | 0 | -5174.4051 | 0.99
2016-06-15 16:00 | 180000 | 50 | 0 | 200.4 | 150.4 | 200.4 | 560.32 | 3858.04 | 240.519 | 723.481 | 240.519 | 3617.5211 | 3858.04 | -3617.5211 | 9900 | 0 | -4770.6255 | 0.99
2016-06-15 17:00 | 180000 | 50 | 0 | 200.4 | 150.4 | 200.4 | 560.32 | 2703.1234 | 240.519 | 723.481 | 240.519 | 2462.6045 | 2703.1234 | -2462.6045 | 9900 | 0 | -3617.5211 | 0.99
2016-06-15 18:00 | 180000 | 50 | 0 | 200.4 | 150.4 | 200.4 | 560.32 | 1759.3239 | 240.519 | 723.481 | 240.519 | 1518.805 | 1759.3239 | -1518.805 | 9900 | 0 | -2462.6045 | 0.99
2016-06-15 19:00 | 180000 | 50 | -50 | 0 | 150.4 | 0 | 0 | 160.6667 | -723.481 | 723.481 | -723.481 | 884.1477 | 766.8932 | -1490.3743 | 9900 | 0 | -1518.805 | 0.99
2016-06-15 20:00 | 179950 | 50 | -16.6 | 33.4 | 0 | 33.4 | 93.3867 | 160.6667 | 160.6667 | 0 | 160.6667 | 0 | 414.5425 | -253.8759 | 9900 | 0 | -1490.3743 | 0.99
2016-06-15 21:00 | 179933.4 | 50 | -50 | 0 | 0 | 0 | 0 | 160.6667 | 0 | 0 | 0 | 160.6667 | 632.0436 | -632.0436 | 9900 | 0 | -253.8759 | 0.99
2016-06-15 22:00 | 179883.4 | 50 | -16.6 | 33.4 | 0 | 33.4 | 93.3867 | 160.6667 | 160.6667 | 0 | 160.6667 | 2.8422e-14 | 492.5161 | -331.8494 | 9900 | 0 | -632.0436 | 0.99
2016-06-15 23:00 | 179866.8 | 50 | -16.6 | 33.4 | 0 | 33.4 | 93.3867 | 160.6667 | 160.6667 | 0 | 160.6667 | 2.8422e-14 | 473.3392 | -312.6725 | 9900 | 0 | -331.8494 | 0.99
2016-06-16 | 179850.2 | 50 | -50 | 0 | 0 | 0 | 0 | 160.6667 | 0 | 0 | 0 | 160.6667 | 475.6079 | -475.6079 | 9900 | 0 | -312.6725 | 0.99
2016-06-16 01:00 | 179800.2 | 50 | -16.6 | 33.4 | 0 | 33.4 | 93.3867 | 160.6667 | 160.6667 | 0 | 160.6667 | 0 | 356.2846 | -195.6179 | 9900 | 0 | -475.6079 | 0.99
2016-06-16 02:00 | 179783.6 | 50 | -16.6 | 33.4 | 0 | 33.4 | 93.3867 | 160.6667 | 160.6667 | 0 | 160.6667 | 0 | 217.6264 | -56.9597 | 9900 | 0 | -195.6179 | 0.99
2016-06-16 03:00 | 179767 | 50 | -16.6 | 33.4 | 0 | 33.4 | 93.3867 | 160.6667 | 160.6667 | 0 | 160.6667 | 0 | 165.114 | -4.4473 | 9900 | 0 | -56.9597 | 0.99
2016-06-16 04:00 | 179750.4 | 50 | -16.6 | 33.4 | 0 | 33.4 | 93.3867 | 160.6667 | 160.6667 | 0 | 160.6667 | 0 | 236.5087 | -75.842 | 9900 | 0 | -4.4473 | 0.99
2016-06-16 05:00 | 179733.8 | 50 | -16.6 | 33.4 | 0 | 33.4 | 93.3867 | 160.6667 | 160.6667 | 0 | 160.6667 | 0 | 406.1361 | -245.4695 | 9900 | 0 | -75.842 | 0.99
2016-06-16 06:00 | 179717.2 | 50 | -50 | 0 | 0 | 0 | 0 | 160.6667 | 0 | 0 | 0 | 160.6667 | 524.4258 | -524.4258 | 9900 | 0 | -245.4695 | 0.99
2016-06-16 07:00 | 179667.2 | 50 | 150.4 | 200.4 | 0 | 200.4 | 560.32 | 1394.0682 | 964 | 0 | 964 | 430.0682 | 1394.0682 | -430.0682 | 9900 | 0 | -524.4258 | 0.99
2016-06-16 08:00 | 179817.6 | 50 | 150.4 | 200.4 | 0 | 200.4 | 560.32 | 2358.5418 | 964 | 0 | 964 | 1394.5418 | 2358.5418 | -1394.5418 | 9900 | 0 | -430.0682 | 0.99
2016-06-16 09:00 | 179968 | 50 | 32 | 200.4 | 0 | 200.4 | 560.32 | 3490.8907 | 964 | 0 | 964 | 2526.8907 | 3490.8907 | -2526.8907 | 9900 | 0 | -1394.5418 | 0.99
2016-06-16 10:00 | 180000 | 50 | 0 | 200.4 | 118.4 | 200.4 | 560.32 | 4488.6801 | 394.4511 | 569.5489 | 394.4511 | 4094.229 | 4488.6801 | -4094.229 | 9900 | 0 | -2526.8907 | 0.99
2016-06-16 11:00 | 180000 | 50 | 0 | 200.4 | 150.4 | 200.4 | 560.32 | 5246.9812 | 240.519 | 723.481 | 240.519 | 5006.4622 | 5246.9812 | -5006.4622 | 9900 | 0 | -4094.229 | 0.99
2016-06-16 12:00 | 180000 | 50 | 0 | 200.4 | 150.4 | 200.4 | 560.32 | 5608.2954 | 240.519 | 723.481 | 240.519 | 5367.7764 | 5608.2954 | -5367.7764 | 9900 | 0 | -5006.4622 | 0.99
2016-06-16 13:00 | 180000 | 50 | 0 | 200.4 | 150.4 | 200.4 | 560.32 | 5697.8094 | 240.519 | 723.481 | 240.519 | 5457.2904 | 5697.8094 | -5457.2904 | 9900 | 0 | -5367.7764 | 0.99
2016-06-16 14:00 | 180000 | 50 | 0 | 200.4 | 150.4 | 200.4 | 560.32 | 5496.8873 | 240.519 | 723.481 | 240.519 | 5256.3684 | 5496.8873 | -5256.3684 | 9900 | 0 | -5457.2904 | 0.99
2016-06-16 15:00 | 180000 | 50 | 0 | 200.4 | 150.4 | 200.4 | 560.32 | 5039.9719 | 240.519 | 723.481 | 240.519 | 4799.4529 | 5039.9719 | -4799.4529 | 9900 | 0 | -5256.3684 | 0.99
2016-06-16 16:00 | 180000 | 50 | 0 | 200.4 | 150.4 | 200.4 | 560.32 | 4356.0386 | 240.519 | 723.481 | 240.519 | 4115.5196 | 4356.0386 | -4115.5196 | 9900 | 0 | -4799.4529 | 0.99
2016-06-16 17:00 | 180000 | 50 | 0 | 200.4 | 150.4 | 200.4 | 560.32 | 2806.5416 | 240.519 | 723.481 | 240.519 | 2566.0226 | 2806.5416 | -2566.0226 | 9900 | 0 | -4115.5196 | 0.99
2016-06-16 18:00 | 180000 | 50 | 0 | 200.4 | 150.4 | 200.4 | 560.32 | 2668.2725 | 240.519 | 723.481 | 240.519 | 2427.7536 | 2668.2725 | -2427.7536 | 9900 | 0 | -2566.0226 | 0.99
2016-06-16 19:00 | 180000 | 50 | 0 | 200.4 | 150.4 | 200.4 | 560.32 | 1672.1049 | 240.519 | 723.481 | 240.519 | 1431.586 | 1672.1049 | -1431.586 | 9900 | 0 | -2427.7536 | 0.99
2016-06-16 20:00 | 180000 | 50 | -50 | 0 | 150.4 | 0 | 0 | 160.6667 | -723.481 | 723.481 | -723.481 | 884.1477 | 824.2511 | -1547.7321 | 9900 | 0 | -1431.586 | 0.99
2016-06-16 21:00 | 179950 | 50 | -50 | 0 | 0 | 0 | 0 | 160.6667 | 0 | 0 | 0 | 160.6667 | 709.2914 | -709.2914 | 9900 | 0 | -1547.7321 | 0.99
2016-06-16 22:00 | 179900 | 50 | -50 | 0 | 0 | 0 | 0 | 160.6667 | 0 | 0 | 0 | 160.6667 | 549.932 | -549.932 | 9900 | 0 | -709.2914 | 0.99
2016-06-16 23:00 | 179850 | 50 | -16.6 | 33.4 | 0 | 33.4 | 93.3867 | 160.6667 | 160.6667 | 0 | 160.6667 | 2.8422e-14 | 446.2813 | -285.6146 | 9900 | 0 | -549.932 | 0.99
2016-06-17 | 179833.4 | 50 | -16.6 | 33.4 | 0 | 33.4 | 93.3867 | 160.6667 | 160.6667 | 0 | 160.6667 | 2.8422e-14 | 427.5341 | -266.8674 | 9900 | 0 | -285.6146 | 0.99
2016-06-17 01:00 | 179816.8 | 50 | -50 | 0 | 0 | 0 | 0 | 160.6667 | 0 | 0 | 0 | 160.6667 | 512.1231 | -512.1231 | 9900 | 0 | -266.8674 | 0.99
2016-06-17 02:00 | 179766.8 | 50 | -50 | 0 | 0 | 0 | 0 | 160.6667 | 0 | 0 | 0 | 160.6667 | 509.4243 | -509.4243 | 9900 | 0 | -512.1231 | 0.99
2016-06-17 03:00 | 179716.8 | 50 | -50 | 0 | 0 | 0 | 0 | 160.6667 | 0 | 0 | 0 | 160.6667 | 552.0503 | -552.0503 | 9900 | 0 | -509.4243 | 0.99
2016-06-17 04:00 | 179666.8 | 50 | -16.6 | 33.4 | 0 | 33.4 | 93.3867 | 160.6667 | 160.6667 | 0 | 160.6667 | 2.8422e-14 | 418.0769 | -257.4103 | 9900 | 0 | -552.0503 | 0.99
2016-06-17 05:00 | 179650.2 | 50 | -50 | 0 | 0 | 0 | 0 | 160.6667 | 0 | 0 | 0 | 160.6667 | 433.6718 | -433.6718 | 9900 | 0 | -257.4103 | 0.99
2016-06-17 06:00 | 179600.2 | 50 | -16.6 | 33.4 | 0 | 33.4 | 93.3867 | 160.6667 | 160.6667 | 0 | 160.6667 | 0 | 401.2993 | -240.6326 | 9900 | 0 | -433.6718 | 0.99
2016-06-17 07:00 | 179583.6 | 50 | 150.4 | 200.4 | 0 | 200.4 | 560.32 | 1780.6732 | 964 | 0 | 964 | 816.6732 | 1780.6732 | -816.6732 | 9900 | 0 | -240.6326 | 0.99
2016-06-17 08:00 | 179734 | 50 | 150.4 | 200.4 | 0 | 200.4 | 560.32 | 2803.4211 | 964 | 0 | 964 | 1839.4211 | 2803.4211 | -1839.4211 | 9900 | 0 | -816.6732 | 0.99
2016-06-17 09:00 | 179884.4 | 50 | 115.6 | 200.4 | 0 | 200.4 | 560.32 | 3794.8954 | 964 | 0 | 964 | 2830.8954 | 3794.8954 | -2830.8954 | 9900 | 0 | -1839.4211 | 0.99
2016-06-17 10:00 | 180000 | 50 | 0 | 200.4 | 34.8 | 200.4 | 560.32 | 4665.4994 | 796.5988 | 167.4012 | 796.5988 | 3868.9006 | 4665.4994 | -3868.9006 | 9900 | 0 | -2830.8954 | 0.99
2016-06-17 11:00 | 180000 | 50 | 0 | 200.4 | 150.4 | 200.4 | 560.32 | 5271.2056 | 240.519 | 723.481 | 240.519 | 5030.6866 | 5271.2056 | -5030.6866 | 9900 | 0 | -3868.9006 | 0.99
2016-06-17 12:00 | 180000 | 50 | 0 | 200.4 | 150.4 | 200.4 | 560.32 | 5624.8815 | 240.519 | 723.481 | 240.519 | 5384.3625 | 5624.8815 | -5384.3625 | 9900 | 0 | -5030.6866 | 0.99
2016-06-17 13:00 | 180000 | 50 | 0 | 200.4 | 150.4 | 200.4 | 560.32 | 5722.7957 | 240.519 | 723.481 | 240.519 | 5482.2768 | 5722.7957 | -5482.2768 | 9900 | 0 | -5384.3625 | 0.99
2016-06-17 14:00 | 180000 | 50 | 0 | 200.4 | 150.4 | 200.4 | 560.32 | 5557.5168 | 240.519 | 723.481 | 240.519 | 5316.9978 | 5557.5168 | -5316.9978 | 9900 | 0 | -5482.2768 | 0.99
2016-06-17 15:00 | 180000 | 50 | 0 | 200.4 | 150.4 | 200.4 | 560.32 | 5142.3879 | 240.519 | 723.481 | 240.519 | 4901.8689 | 5142.3879 | -4901.8689 | 9900 | 0 | -5316.9978 | 0.99
2016-06-17 16:00 | 180000 | 50 | 0 | 200.4 | 150.4 | 200.4 | 560.32 | 4504.6585 | 240.519 | 723.481 | 240.519 | 4264.1395 | 4504.6585 | -4264.1395 | 9900 | 0 | -4901.8689 | 0.99
2016-06-17 17:00 | 180000 | 50 | 0 | 200.4 | 150.4 | 200.4 | 560.32 | 3688.1439 | 240.519 | 723.481 | 240.519 | 3447.625 | 3688.1439 | -3447.625 | 9900 | 0 | -4264.1395 | 0.99
2016-06-17 18:00 | 180000 | 50 | 0 | 200.4 | 150.4 | 200.4 | 560.32 | 2748.4883 | 240.519 | 723.481 | 240.519 | 2507.9693 | 2748.4883 | -2507.9693 | 9900 | 0 | -3447.625 | 0.99
2016-06-17 19:00 | 180000 | 50 | 0 | 200.4 | 150.4 | 200.4 | 560.32 | 1749.7275 | 240.519 | 723.481 | 240.519 | 1509.2085 | 1749.7275 | -1509.2085 | 9900 | 0 | -2507.9693 | 0.99
2016-06-17 20:00 | 180000 | 50 | 0 | 200.4 | 150.4 | 200.4 | 560.32 | 979.0245 | 240.519 | 723.481 | 240.519 | 738.5056 | 979.0245 | -738.5056 | 9900 | 0 | -1509.2085 | 0.99
2016-06-17 21:00 | 180000 | 50 | 0 | 200.4 | 150.4 | 200.4 | 560.32 | 996.0216 | 240.519 | 723.481 | 240.519 | 755.5027 | 996.0216 | -755.5027 | 9900 | 0 | -738.5056 | 0.99
2016-06-17 22:00 | 180000 | 50 | -50 | 0 | 150.4 | 0 | 0 | 160.6667 | -723.481 | 723.481 | -723.481 | 884.1477 | 909.3723 | -1632.8534 | 9900 | 0 | -755.5027 | 0.99
2016-06-17 23:00 | 179950 | 50 | 50 | 200.4 | 0 | 200.4 | 560.32 | 995.3882 | 964 | 0 | 964 | 31.3882 | 995.3882 | -31.3882 | 9900 | 0 | -1632.8534 | 0.99
2016-06-18 | 180000 | 50 | 0 | 200.4 | 100.4 | 200.4 | 560.32 | 978.2871 | 481.0379 | 482.9621 | 481.0379 | 497.2492 | 978.2871 | -497.2492 | 9900 | 0 | -31.3882 | 0.99
2016-06-18 01:00 | 180000 | 50 | -50 | 0 | 150.4 | 0 | 0 | 160.6667 | -723.481 | 723.481 | -723.481 | 884.1477 | 935.4329 | -1658.9139 | 9900 | 0 | -497.2492 | 0.99
2016-06-18 02:00 | 179950 | 50 | 50 | 200.4 | 0 | 200.4 | 560.32 | 996.3009 | 964 | 0 | 964 | 32.3009 | 996.3009 | -32.3009 | 9900 | 0 | -1658.9139 | 0.99
2016-06-18 03:00 | 180000 | 50 | 0 | 200.4 | 100.4 | 200.4 | 560.32 | 996.754 | 481.0379 | 482.9621 | 481.0379 | 515.716 | 996.754 | -515.716 | 9900 | 0 | -32.3009 | 0.99
2016-06-18 04:00 | 180000 | 50 | -50 | 0 | 150.4 | 0 | 0 | 160.6667 | -723.481 | 723.481 | -723.481 | 884.1477 | 952.2186 | -1675.6997 | 9900 | 0 | -515.716 | 0.99
2016-06-18 05:00 | 179950 | 50 | 50 | 200.4 | 0 | 200.4 | 560.32 | 974.3427 | 964 | 0 | 964 | 10.3427 | 974.3427 | -10.3427 | 9900 | 0 | -1675.6997 | 0.99
2016-06-18 06:00 | 180000 | 50 | -50 | 0 | 100.4 | 0 | 0 | 160.6667 | -482.9621 | 482.9621 | -482.9621 | 643.6287 | 934.2794 | -1417.2414 | 9900 | 0 | -10.3427 | 0.99
2016-06-18 07:00 | 179950 | 50 | 50 | 200.4 | 0 | 200.4 | 560.32 | 1931.6149 | 964 | 0 | 964 | 967.6149 | 1931.6149 | -967.6149 | 9900 | 0 | -1417.2414 | 0.99
2016-06-18 08:00 | 180000 | 50 | 0 | 200.4 | 100.4 | 200.4 | 560.32 | 2977.8531 | 481.0379 | 482.9621 | 481.0379 | 2496.8151 | 2977.8531 | -2496.8151 | 9900 | 0 | -967.6149 | 0.99
2016-06-18 09:00 | 180000 | 50 | 0 | 200.4 | 150.4 | 200.4 | 560.32 | 3904.3221 | 240.519 | 723.481 | 240.519 | 3663.8032 | 3904.3221 | -3663.8032 | 9900 | 0 | -2496.8151 | 0.99
2016-06-18 10:00 | 180000 | 50 | 0 | 200.4 | 150.4 | 200.4 | 560.32 | 4685.0784 | 240.519 | 723.481 | 240.519 | 4444.5594 | 4685.0784 | -4444.5594 | 9900 | 0 | -3663.8032 | 0.99
2016-06-18 11:00 | 180000 | 50 | 0 | 200.4 | 150.4 | 200.4 | 560.32 | 5271.818 | 240.519 | 723.481 | 240.519 | 5031.299 | 5271.818 | -5031.299 | 9900 | 0 | -4444.5594 | 0.99
2016-06-18 12:00 | 180000 | 50 | 0 | 200.4 | 150.4 | 200.4 | 560.32 | 5625.2156 | 240.519 | 723.481 | 240.519 | 5384.6966 | 5625.2156 | -5384.6966 | 9900 | 0 | -5031.299 | 0.99
2016-06-18 13:00 | 180000 | 50 | 0 | 200.4 | 150.4 | 200.4 | 560.32 | 5723.0311 | 240.519 | 723.481 | 240.519 | 5482.5121 | 5723.0311 | -5482.5121 | 9900 | 0 | -5384.6966 | 0.99
2016-06-18 14:00 | 180000 | 50 | 0 | 200.4 | 150.4 | 200.4 | 560.32 | 5559.0732 | 240.519 | 723.481 | 240.519 | 5318.5543 | 5559.0732 | -5318.5543 | 9900 | 0 | -5482.5121 | 0.99
2016-06-18 15:00 | 180000 | 50 | 0 | 200.4 | 150.4 | 200.4 | 560.32 | 5144.5155 | 240.519 | 723.481 | 240.519 | 4903.9965 | 5144.5155 | -4903.9965 | 9900 | 0 | -5318.5543 | 0.99
2016-06-18 16:00 | 180000 | 50 | 0 | 200.4 | 150.4 | 200.4 | 560.32 | 4507.6093 | 240.519 | 723.481 | 240.519 | 4267.0903 | 4507.6093 | -4267.0903 | 9900 | 0 | -4903.9965 | 0.99
2016-06-18 17:00 | 180000 | 50 | 0 | 200.4 | 150.4 | 200.4 | 560.32 | 3691.7588 | 240.519 | 723.481 | 240.519 | 3451.2398 | 3691.7588 | -3451.2398 | 9900 | 0 | -4267.0903 | 0.99
2016-06-18 18:00 | 180000 | 50 | 0 | 200.4 | 150.4 | 200.4 | 560.32 | 2752.5627 | 240.519 | 723.481 | 240.519 | 2512.0438 | 2752.5627 | -2512.0438 | 9900 | 0 | -3451.2398 | 0.99
2016-06-18 19:00 | 180000 | 50 | 0 | 200.4 | 150.4 | 200.4 | 560.32 | 1754.0258 | 240.519 | 723.481 | 240.519 | 1513.5069 | 1754.0258 | -1513.5069 | 9900 | 0 | -2512.0438 | 0.99
2016-06-18 20:00 | 180000 | 50 | 0 | 200.4 | 150.4 | 200.4 | 560.32 | 1000 | 240.519 | 723.481 | 240.519 | 759.481 | 1000 | -759.481 | 9900 | 0 | -1513.5069 | 0.99
2016-06-18 21:00 | 180000 | 50 | 0 | 200.4 | 150.4 | 200.4 | 560.32 | 996.6948 | 240.519 | 723.481 | 240.519 | 756.1758 | 996.6948 | -756.1758 | 9900 | 0 | -759.481 | 0.99
2016-06-18 22:00 | 180000 | 50 | 0 | 200.4 | 150.4 | 200.4 | 560.32 | 1000 | 240.519 | 723.481 | 240.519 | 759.481 | 1000 | -759.481 | 9900 | 0 | -756.1758 | 0.99
2016-06-18 23:00 | 180000 | 50 | 0 | 200.4 | 150.4 | 200.4 | 560.32 | 999.4885 | 240.519 | 723.481 | 240.519 | 758.9695 | 999.4885 | -758.9695 | 9900 | 0 | -759.481 | 0.99
2016-06-19 | 180000 | 50 | 0 | 200.4 | 150.4 | 200.4 | 560.32 | 989.3124 | 240.519 | 723.481 | 240.519 | 748.7935 | 989.3124 | -748.7935 | 9900 | 0 | -758.9695 | 0.99
2016-06-19 01:00 | 180000 | 50 | 0 | 200.4 | 150.4 | 200.4 | 560.32 | 997.6746 | 240.519 | 723.481 | 240.519 | 757.1556 | 997.6746 | -757.1556 | 9900 | 0 | -748.7935 | 0.99
2016-06-19 02:00 | 180000 | 50 | 0 | 200.4 | 150.4 | 200.4 | 560.32 | 995.8918 | 240.519 | 723.481 | 240.519 | 755.3728 | 995.8918 | -755.3728 | 9900 | 0 | -757.1556 | 0.99
2016-06-19 03:00 | 180000 | 50 | 0 | 200.4 | 150.4 | 200.4 | 560.32 | 1000 | 240.519 | 723.481 | 240.519 | 759.481 | 1000 | -759.481 | 9900 | 0 | -755.3728 | 0.99
2016-06-19 04:00 | 180000 | 50 | 0 | 200.4 | 150.4 | 200.4 | 560.32 | 998.0657 | 240.519 | 723.481 | 240.519 | 757.5467 | 998.0657 | -757.5467 | 9900 | 0 | -759.481 | 0.99
2016-06-19 05:00 | 180000 | 50 | 0 | 200.4 | 150.4 | 200.4 | 560.32 | 998.7395 | 240.519 | 723.481 | 240.519 | 758.2206 | 998.7395 | -758.2206 | 9900 | 0 | -757.5467 | 0.99
2016-06-19 06:00 | 180000 | 50 | 0 | 200.4 | 150.4 | 200.4 | 560.32 | 992.4942 | 240.519 | 723.481 | 240.519 | 751.9753 | 992.4942 | -751.9753 | 9900 | 0 | -758.2206 | 0.99
2016-06-19 07:00 | 180000 | 50 | 0 | 200.4 | 150.4 | 200.4 | 560.32 | 2004.4665 | 240.519 | 723.481 | 240.519 | 1763.9475 | 2004.4665 | -1763.9475 | 9900 | 0 | -751.9753 | 0.99
2016-06-19 08:00 | 180000 | 50 | 0 | 200.4 | 150.4 | 200.4 | 560.32 | 2996.1752 | 240.519 | 723.481 | 240.519 | 2755.6563 | 2996.1752 | -2755.6563 | 9900 | 0 | -1763.9475 | 0.99
2016-06-19 09:00 | 180000 | 50 | 0 | 200.4 | 150.4 | 200.4 | 560.32 | 3910.165 | 240.519 | 723.481 | 240.519 | 3669.6461 | 3910.165 | -3669.6461 | 9900 | 0 | -2755.6563 | 0.99
2016-06-19 10:00 | 180000 | 50 | 0 | 200.4 | 150.4 | 200.4 | 560.32 | 4685.9506 | 240.519 | 723.481 | 240.519 | 4445.4316 | 4685.9506 | -4445.4316 | 9900 | 0 | -3669.6461 | 0.99
2016-06-19 11:00 | 180000 | 50 | 0 | 200.4 | 150.4 | 200.4 | 560.32 | 5270.6633 | 240.519 | 723.481 | 240.519 | 5030.1443 | 5270.6633 | -5030.1443 | 9900 | 0 | -4445.4316 | 0.99
2016-06-19 12:00 | 180000 | 50 | 0 | 200.4 | 150.4 | 200.4 | 560.32 | 5624.4561 | 240.519 | 723.481 | 240.519 | 5383.9371 | 5624.4561 | -5383.9371 | 9900 | 0 | -5030.1443 | 0.99
2016-06-19 13:00 | 180000 | 50 | 0 | 200.4 | 150.4 | 200.4 | 560.32 | 5723.2185 | 240.519 | 723.481 | 240.519 | 5482.6995 | 5723.2185 | -5482.6995 | 9900 | 0 | -5383.9371 | 0.99
2016-06-19 14:00 | 180000 | 50 | 0 | 200.4 | 150.4 | 200.4 | 560.32 | 5560.22 | 240.519 | 723.481 | 240.519 | 5319.701 | 5560.22 | -5319.701 | 9900 | 0 | -5482.6995 | 0.99
2016-06-19 15:00 | 180000 | 50 | 0 | 200.4 | 150.4 | 200.4 | 560.32 | 2692.8984 | 240.519 | 723.481 | 240.519 | 2452.3794 | 2692.8984 | -2452.3794 | 9900 | 0 | -5319.701 | 0.99
2016-06-19 16:00 | 180000 | 50 | 0 | 200.4 | 150.4 | 200.4 | 560.32 | 3131.6905 | 240.519 | 723.481 | 240.519 | 2891.1715 | 3131.6905 | -2891.1715 | 9900 | 0 | -2452.3794 | 0.99
2016-06-19 17:00 | 180000 | 50 | 0 | 200.4 | 150.4 | 200.4 | 560.32 | 3695.2268 | 240.519 | 723.481 | 240.519 | 3454.7079 | 3695.2268 | -3454.7079 | 9900 | 0 | -2891.1715 | 0.99
2016-06-19 18:00 | 180000 | 50 | 0 | 200.4 | 150.4 | 200.4 | 560.32 | 2756.4428 | 240.519 | 723.481 | 240.519 | 2515.9239 | 2756.4428 | -2515.9239 | 9900 | 0 | -3454.7079 | 0.99
2016-06-19 19:00 | 180000 | 50 | 0 | 200.4 | 150.4 | 200.4 | 560.32 | 1758.0788 | 240.519 | 723.481 | 240.519 | 1517.5598 | 1758.0788 | -1517.5598 | 9900 | 0 | -2515.9239 | 0.99
2016-06-19 20:00 | 180000 | 50 | 0 | 200.4 | 150.4 | 200.4 | 560.32 | 1000 | 240.519 | 723.481 | 240.519 | 759.481 | 1000 | -759.481 | 9900 | 0 | -1517.5598 | 0.99
2016-06-19 21:00 | 180000 | 50 | 0 | 200.4 | 150.4 | 200.4 | 560.32 | 998.1364 | 240.519 | 723.481 | 240.519 | 757.6174 | 998.1364 | -757.6174 | 9900 | 0 | -759.481 | 0.99
2016-06-19 22:00 | 180000 | 50 | 0 | 200.4 | 150.4 | 200.4 | 560.32 | 997.1486 | 240.519 | 723.481 | 240.519 | 756.6297 | 997.1486 | -756.6297 | 9900 | 0 | -757.6174 | 0.99
2016-06-19 23:00 | 180000 | 50 | 0 | 200.4 | 150.4 | 200.4 | 560.32 | 990.7973 | 240.519 | 723.481 | 240.519 | 750.2783 | 990.7973 | -750.2783 | 9900 | 0 | -756.6297 | 0.99
2016-06-20 | 180000 | 50 | 0 | 200.4 | 150.4 | 200.4 | 560.32 | 977.873 | 240.519 | 723.481 | 240.519 | 737.3541 | 977.873 | -737.3541 | 9900 | 0 | -750.2783 | 0.99
2016-06-20 01:00 | 180000 | 50 | 0 | 200.4 | 150.4 | 200.4 | 560.32 | 984.6205 | 240.519 | 723.481 | 240.519 | 744.1015 | 984.6205 | -744.1015 | 9900 | 0 | -737.3541 | 0.99
2016-06-20 02:00 | 180000 | 50 | 0 | 200.4 | 150.4 | 200.4 | 560.32 | 997.1746 | 240.519 | 723.481 | 240.519 | 756.6556 | 997.1746 | -756.6556 | 9900 | 0 | -744.1015 | 0.99
2016-06-20 03:00 | 180000 | 50 | 0 | 200.4 | 150.4 | 200.4 | 560.32 | 987.171 | 240.519 | 723.481 | 240.519 | 746.652 | 987.171 | -746.652 | 9900 | 0 | -756.6556 | 0.99
2016-06-20 04:00 | 180000 | 50 | 0 | 200.4 | 150.4 | 200.4 | 560.32 | 975.9134 | 240.519 | 723.481 | 240.519 | 735.3945 | 975.9134 | -735.3945 | 9900 | 0 | -746.652 | 0.99
2016-06-20 05:00 | 180000 | 50 | 0 | 200.4 | 150.4 | 200.4 | 560.32 | 999.9495 | 240.519 | 723.481 | 240.519 | 759.4305 | 999.9495 | -759.4305 | 9900 | 0 | -735.3945 | 0.99
2016-06-20 06:00 | 180000 | 50 | 0 | 200.4 | 150.4 | 200.4 | 560.32 | 980.4326 | 240.519 | 723.481 | 240.519 | 739.9136 | 980.4326 | -739.9136 | 9900 | 0 | -759.4305 | 0.99
2016-06-20 07:00 | 180000 | 50 | 0 | 200.4 | 150.4 | 200.4 | 560.32 | 2002.0993 | 240.519 | 723.481 | 240.519 | 1761.5804 | 2002.0993 | -1761.5804 | 9900 | 0 | -739.9136 | 0.99
2016-06-20 08:00 | 180000 | 50 | 0 | 200.4 | 150.4 | 200.4 | 560.32 | 2992.7524 | 240.519 | 723.481 | 240.519 | 2752.2335 | 2992.7524 | -2752.2335 | 9900 | 0 | -1761.5804 | 0.99
2016-06-20 09:00 | 180000 | 50 | 0 | 200.4 | 150.4 | 200.4 | 560.32 | 3907.113 | 240.519 | 723.481 | 240.519 | 3666.5941 | 3907.113 | -3666.5941 | 9900 | 0 | -2752.2335 | 0.99
2016-06-20 10:00 | 180000 | 50 | 0 | 200.4 | 150.4 | 200.4 | 560.32 | 3478.3211 | 240.519 | 723.481 | 240.519 | 3237.8021 | 3478.3211 | -3237.8021 | 9900 | 0 | -3666.5941 | 0.99
2016-06-20 11:00 | 180000 | 50 | 0 | 200.4 | 150.4 | 200.4 | 560.32 | 5268.9624 | 240.519 | 723.481 | 240.519 | 5028.4435 | 5268.9624 | -5028.4435 | 9900 | 0 | -3237.8021 | 0.99
2016-06-20 12:00 | 180000 | 50 | 0 | 200.4 | 150.4 | 200.4 | 560.32 | 5623.6434 | 240.519 | 723.481 | 240.519 | 5383.1245 | 5623.6434 | -5383.1245 | 9900 | 0 | -5028.4435 | 0.99
2016-06-20 13:00 | 180000 | 50 | 0 | 200.4 | 150.4 | 200.4 | 560.32 | 5723.3579 | 240.519 | 723.481 | 240.519 | 5482.839 | 5723.3579 | -5482.839 | 9900 | 0 | -5383.1245 | 0.99
2016-06-20 14:00 | 180000 | 50 | 0 | 200.4 | 150.4 | 200.4 | 560.32 | 5561.3106 | 240.519 | 723.481 | 240.519 | 5320.7916 | 5561.3106 | -5320.7916 | 9900 | 0 | -5482.839 | 0.99
2016-06-20 15:00 | 180000 | 50 | 0 | 200.4 | 150.4 | 200.4 | 560.32 | 5148.5447 | 240.519 | 723.481 | 240.519 | 4908.0257 | 5148.5447 | -4908.0257 | 9900 | 0 | -5320.7916 | 0.99
2016-06-20 16:00 | 180000 | 50 | 0 | 200.4 | 150.4 | 200.4 | 560.32 | 4513.1895 | 240.519 | 723.481 | 240.519 | 4272.6705 | 4513.1895 | -4272.6705 | 9900 | 0 | -4908.0257 | 0.99
2016-06-20 17:00 | 180000 | 50 | 0 | 200.4 | 150.4 | 200.4 | 560.32 | 3611.8128 | 240.519 | 723.481 | 240.519 | 3371.2938 | 3611.8128 | -3371.2938 | 9900 | 0 | -4272.6705 | 0.99
2016-06-20 18:00 | 180000 | 50 | 0 | 200.4 | 150.4 | 200.4 | 560.32 | 2760.1232 | 240.519 | 723.481 | 240.519 | 2519.6042 | 2760.1232 | -2519.6042 | 9900 | 0 | -3371.2938 | 0.99
2016-06-20 19:00 | 180000 | 50 | 0 | 200.4 | 150.4 | 200.4 | 560.32 | 1761.8807 | 240.519 | 723.481 | 240.519 | 1521.3617 | 1761.8807 | -1521.3617 | 9900 | 0 | -2519.6042 | 0.99
2016-06-20 20:00 | 180000 | 50 | 0 | 200.4 | 150.4 | 200.4 | 560.32 | 1000 | 240.519 | 723.481 | 240.519 | 759.481 | 1000 | -759.481 | 9900 | 0 | -1521.3617 | 0.99
2016-06-20 21:00 | 180000 | 50 | 0 | 200.4 | 150.4 | 200.4 | 560.32 | 1000 | 240.519 | 723.481 | 240.519 | 759.481 | 1000 | -759.481 | 9900 | 0 | -759.481 | 0.99
2016-06-20 22:00 | 180000 | 50 | 0 | 200.4 | 150.4 | 200.4 | 560.32 | 1000 | 240.519 | 723.481 | 240.519 | 759.481 | 1000 | -759.481 | 9900 | 0 | -759.481 | 0.99
2016-06-20 23:00 | 180000 | 50 | 0 | 200.4 | 150.4 | 200.4 | 560.32 | 975.1962 | 240.519 | 723.481 | 240.519 | 734.6773 | 975.1962 | -734.6773 | 9900 | 0 | -759.481 | 0.99
2016-06-21 | 180000 | 50 | 0 | 200.4 | 150.4 | 200.4 | 560.32 | 1000 | 240.519 | 723.481 | 240.519 | 759.481 | 1000 | -759.481 | 9900 | 0 | -734.6773 | 0.99
2016-06-21 01:00 | 180000 | 50 | 0 | 200.4 | 150.4 | 200.4 | 560.32 | 997.8095 | 240.519 | 723.481 | 240.519 | 757.2906 | 997.8095 | -757.2906 | 9900 | 0 | -759.481 | 0.99
2016-06-21 02:00 | 180000 | 50 | 0 | 200.4 | 150.4 | 200.4 | 560.32 | 1000 | 240.519 | 723.481 | 240.519 | 759.481 | 1000 | -759.481 | 9900 | 0 | -757.2906 | 0.99
2016-06-21 03:00 | 180000 | 50 | 0 | 200.4 | 150.4 | 200.4 | 560.32 | 994.1306 | 240.519 | 723.481 | 240.519 | 753.6116 | 994.1306 | -753.6116 | 9900 | 0 | -759.481 | 0.99
2016-06-21 04:00 | 180000 | 50 | -50 | 0 | 150.4 | 0 | 0 | 160.6667 | -723.481 | 723.481 | -723.481 | 884.1477 | 939.2424 | -1662.7235 | 9900 | 0 | -753.6116 | 0.99
2016-06-21 05:00 | 179950 | 50 | 50 | 200.4 | 0 | 200.4 | 560.32 | 966.8528 | 964 | 0 | 964 | 2.8528 | 966.8528 | -2.8528 | 9900 | 0 | -1662.7235 | 0.99
2016-06-21 06:00 | 180000 | 50 | -50 | 0 | 100.4 | 0 | 0 | 160.6667 | -482.9621 | 482.9621 | -482.9621 | 643.6287 | 809.6028 | -1292.5649 | 9900 | 0 | -2.8528 | 0.99
2016-06-21 07:00 | 179950 | 50 | 50 | 200.4 | 0 | 200.4 | 560.32 | 1903.7464 | 964 | 0 | 964 | 939.7464 | 1903.7464 | -939.7464 | 9900 | 0 | -1292.5649 | 0.99
2016-06-21 08:00 | 180000 | 50 | 0 | 200.4 | 100.4 | 200.4 | 560.32 | 2331.7783 | 481.0379 | 482.9621 | 481.0379 | 1850.7404 | 2331.7783 | -1850.7404 | 9900 | 0 | -939.7464 | 0.99
2016-06-21 09:00 | 180000 | 50 | 0 | 200.4 | 150.4 | 200.4 | 560.32 | 3900.6878 | 240.519 | 723.481 | 240.519 | 3660.1688 | 3900.6878 | -3660.1688 | 9900 | 0 | -1850.7404 | 0.99
2016-06-21 10:00 | 180000 | 50 | 0 | 200.4 | 150.4 | 200.4 | 560.32 | 2830.108 | 240.519 | 723.481 | 240.519 | 2589.589 | 2830.108 | -2589.589 | 9900 | 0 | -3660.1688 | 0.99
2016-06-21 11:00 | 180000 | 50 | 0 | 200.4 | 150.4 | 200.4 | 560.32 | 5266.7967 | 240.519 | 723.481 | 240.519 | 5026.2777 | 5266.7967 | -5026.2777 | 9900 | 0 | -2589.589 | 0.99
2016-06-21 12:00 | 180000 | 50 | 0 | 200.4 | 150.4 | 200.4 | 560.32 | 5622.779 | 240.519 | 723.481 | 240.519 | 5382.2601 | 5622.779 | -5382.2601 | 9900 | 0 | -5026.2777 | 0.99
2016-06-21 13:00 | 180000 | 50 | 0 | 200.4 | 150.4 | 200.4 | 560.32 | 5723.4495 | 240.519 | 723.481 | 240.519 | 5482.9305 | 5723.4495 | -5482.9305 | 9900 | 0 | -5382.2601 | 0.99
2016-06-21 14:00 | 180000 | 50 | 0 | 200.4 | 150.4 | 200.4 | 560.32 | 5562.3437 | 240.519 | 723.481 | 240.519 | 5321.8247 | 5562.3437 | -5321.8247 | 9900 | 0 | -5482.9305 | 0.99
2016-06-21 15:00 | 180000 | 50 | 0 | 200.4 | 150.4 | 200.4 | 560.32 | 5150.4406 | 240.519 | 723.481 | 240.519 | 4909.9217 | 5150.4406 | -4909.9217 | 9900 | 0 | -5321.8247 | 0.99
2016-06-21 16:00 | 180000 | 50 | 0 | 200.4 | 150.4 | 200.4 | 560.32 | 4515.8109 | 240.519 | 723.481 | 240.519 | 4275.2919 | 4515.8109 | -4275.2919 | 9900 | 0 | -4909.9217 | 0.99
2016-06-21 17:00 | 180000 | 50 | 0 | 200.4 | 150.4 | 200.4 | 560.32 | 3258.763 | 240.519 | 723.481 | 240.519 | 3018.2441 | 3258.763 | -3018.2441 | 9900 | 0 | -4275.2919 | 0.99
2016-06-21 18:00 | 180000 | 50 | 0 | 200.4 | 150.4 | 200.4 | 560.32 | 2763.5984 | 240.519 | 723.481 | 240.519 | 2523.0794 | 2763.5984 | -2523.0794 | 9900 | 0 | -3018.2441 | 0.99
2016-06-21 19:00 | 180000 | 50 | 0 | 200.4 | 150.4 | 200.4 | 560.32 | 1765.426 | 240.519 | 723.481 | 240.519 | 1524.907 | 1765.426 | -1524.907 | 9900 | 0 | -2523.0794 | 0.99
2016-06-21 20:00 | 180000 | 50 | 0 | 200.4 | 150.4 | 200.4 | 560.32 | 1000 | 240.519 | 723.481 | 240.519 | 759.481 | 1000 | -759.481 | 9900 | 0 | -1524.907 | 0.99
2016-06-21 21:00 | 180000 | 50 | 0 | 200.4 | 150.4 | 200.4 | 560.32 | 1000 | 240.519 | 723.481 | 240.519 | 759.481 | 1000 | -759.481 | 9900 | 0 | -759.481 | 0.99
2016-06-21 22:00 | 180000 | 50 | 0 | 200.4 | 150.4 | 200.4 | 560.32 | 997.1602 | 240.519 | 723.481 | 240.519 | 756.6412 | 997.1602 | -756.6412 | 9900 | 0 | -759.481 | 0.99
2016-06-21 23:00 | 180000 | 50 | -50 | 0 | 150.4 | 0 | 0 | 160.6667 | -723.481 | 723.481 | -723.481 | 884.1477 | 941.6342 | -1665.1152 | 9900 | 0 | -756.6412 | 0.99
2016-06-22 | 179950 | 50 | 50 | 200.4 | 0 | 200.4 | 560.32 | 993.2468 | 964 | 0 | 964 | 29.2468 | 993.2468 | -29.2468 | 9900 | 0 | -1665.1152 | 0.99
2016-06-22 01:00 | 180000 | 50 | 0 | 200.4 | 100.4 | 200.4 | 560.32 | 992.3629 | 481.0379 | 482.9621 | 481.0379 | 511.325 | 992.3629 | -511.325 | 9900 | 0 | -29.2468 | 0.99
2016-06-22 02:00 | 180000 | 50 | -50 | 0 | 150.4 | 0 | 0 | 160.6667 | -723.481 | 723.481 | -723.481 | 884.1477 | 922.3593 | -1645.8404 | 9900 | 0 | -511.325 | 0.99
2016-06-22 03:00 | 179950 | 50 | -50 | 0 | 0 | 0 | 0 | 160.6667 | 0 | 0 | 0 | 160.6667 | 910.5195 | -910.5195 | 9900 | 0 | -1645.8404 | 0.99
2016-06-22 04:00 | 179900 | 50 | -50 | 0 | 0 | 0 | 0 | 160.6667 | 0 | 0 | 0 | 160.6667 | 951.645 | -951.645 | 9900 | 0 | -910.5195 | 0.99
2016-06-22 05:00 | 179850 | 50 | -50 | 0 | 0 | 0 | 0 | 160.6667 | 0 | 0 | 0 | 160.6667 | 854.7965 | -854.7965 | 9900 | 0 | -951.645 | 0.99
2016-06-22 06:00 | 179800 | 50 | 150.4 | 200.4 | 0 | 200.4 | 560.32 | 980.4841 | 964 | 0 | 964 | 16.4841 | 980.4841 | -16.4841 | 9900 | 0 | -854.7965 | 0.99
2016-06-22 07:00 | 179950.4 | 50 | 49.6 | 200.4 | 0 | 200.4 | 560.32 | 1852.9984 | 964 | 0 | 964 | 888.9984 | 1852.9984 | -888.9984 | 9900 | 0 | -16.4841 | 0.99
2016-06-22 08:00 | 180000 | 50 | 0 | 200.4 | 100.8 | 200.4 | 560.32 | 2963.1191 | 479.1138 | 484.8862 | 479.1138 | 2484.0053 | 2963.1191 | -2484.0053 | 9900 | 0 | -888.9984 | 0.99
2016-06-22 09:00 | 180000 | 50 | 0 | 200.4 | 150.4 | 200.4 | 560.32 | 3900.6033 | 240.519 | 723.481 | 240.519 | 3660.0843 | 3900.6033 | -3660.0843 | 9900 | 0 | -2484.0053 | 0.99
2016-06-22 10:00 | 180000 | 50 | 0 | 200.4 | 150.4 | 200.4 | 560.32 | 4678.2671 | 240.519 | 723.481 | 240.519 | 4437.7481 | 4678.2671 | -4437.7481 | 9900 | 0 | -3660.0843 | 0.99
2016-06-22 11:00 | 180000 | 50 | 0 | 200.4 | 150.4 | 200.4 | 560.32 | 5261.9437 | 240.519 | 723.481 | 240.519 | 5021.4247 | 5261.9437 | -5021.4247 | 9900 | 0 | -4437.7481 | 0.99
2016-06-22 12:00 | 180000 | 50 | 0 | 200.4 | 150.4 | 200.4 | 560.32 | 5618.7184 | 240.519 | 723.481 | 240.519 | 5378.1994 | 5618.7184 | -5378.1994 | 9900 | 0 | -5021.4247 | 0.99
2016-06-22 13:00 | 180000 | 50 | 0 | 200.4 | 150.4 | 200.4 | 560.32 | 5723.4929 | 240.519 | 723.481 | 240.519 | 5482.9739 | 5723.4929 | -5482.9739 | 9900 | 0 | -5378.1994 | 0.99
2016-06-22 14:00 | 180000 | 50 | 0 | 200.4 | 150.4 | 200.4 | 560.32 | 5563.3174 | 240.519 | 723.481 | 240.519 | 5322.7985 | 5563.3174 | -5322.7985 | 9900 | 0 | -5482.9739 | 0.99
2016-06-22 15:00 | 180000 | 50 | 0 | 200.4 | 150.4 | 200.4 | 560.32 | 5152.2535 | 240.519 | 723.481 | 240.519 | 4911.7346 | 5152.2535 | -4911.7346 | 9900 | 0 | -5322.7985 | 0.99
2016-06-22 16:00 | 180000 | 50 | 0 | 200.4 | 150.4 | 200.4 | 560.32 | 4518.3145 | 240.519 | 723.481 | 240.519 | 4277.7955 | 4518.3145 | -4277.7955 | 9900 | 0 | -4911.7346 | 0.99
2016-06-22 17:00 | 180000 | 50 | 0 | 200.4 | 150.4 | 200.4 | 560.32 | 3532.7036 | 240.519 | 723.481 | 240.519 | 3292.1846 | 3532.7036 | -3292.1846 | 9900 | 0 | -4277.7955 | 0.99
2016-06-22 18:00 | 180000 | 50 | 0 | 200.4 | 150.4 | 200.4 | 560.32 | 2766.863 | 240.519 | 723.481 | 240.519 | 2526.3441 | 2766.863 | -2526.3441 | 9900 | 0 | -3292.1846 | 0.99
2016-06-22 19:00 | 180000 | 50 | 0 | 200.4 | 150.4 | 200.4 | 560.32 | 1768.7091 | 240.519 | 723.481 | 240.519 | 1528.1901 | 1768.7091 | -1528.1901 | 9900 | 0 | -2526.3441 | 0.99
2016-06-22 20:00 | 180000 | 50 | 0 | 200.4 | 150.4 | 200.4 | 560.32 | 972.5801 | 240.519 | 723.481 | 240.519 | 732.0611 | 972.5801 | -732.0611 | 9900 | 0 | -1528.1901 | 0.99
2016-06-22 21:00 | 180000 | 50 | -50 | 0 | 150.4 | 0 | 0 | 160.6667 | -723.481 | 723.481 | -723.481 | 884.1477 | 890.1472 | -1613.6282 | 9900 | 0 | -732.0611 | 0.99
2016-06-22 22:00 | 179950 | 50 | -50 | 0 | 0 | 0 | 0 | 160.6667 | 0 | 0 | 0 | 160.6667 | 812.5577 | -812.5577 | 9900 | 0 | -1613.6282 | 0.99
2016-06-22 23:00 | 179900 | 50 | -50 | 0 | 0 | 0 | 0 | 160.6667 | 0 | 0 | 0 | 160.6667 | 891.4849 | -891.4849 | 9900 | 0 | -812.5577 | 0.99
2016-06-23 | 179850 | 50 | 150 | 200.4 | 0 | 200.4 | 560.32 | 981.1508 | 964 | 0 | 964 | 17.1508 | 981.1508 | -17.1508 | 9900 | 0 | -891.4849 | 0.99
2016-06-23 01:00 | 180000 | 50 | -50 | 0 | 0.4 | 0 | 0 | 160.6667 | -1.9242 | 1.9242 | -1.9242 | 162.5908 | 927.3376 | -929.2618 | 9900 | 0 | -17.1508 | 0.99
2016-06-23 02:00 | 179950 | 50 | -50 | 0 | 0 | 0 | 0 | 160.6667 | 0 | 0 | 0 | 160.6667 | 767.5563 | -767.5563 | 9900 | 0 | -929.2618 | 0.99
2016-06-23 03:00 | 179900 | 50 | -50 | 0 | 0 | 0 | 0 | 160.6667 | 0 | 0 | 0 | 160.6667 | 884.9524 | -884.9524 | 9900 | 0 | -767.5563 | 0.99
2016-06-23 04:00 | 179850 | 50 | -50 | 0 | 0 | 0 | 0 | 160.6667 | 0 | 0 | 0 | 160.6667 | 954.9459 | -954.9459 | 9900 | 0 | -884.9524 | 0.99
2016-06-23 05:00 | 179800 | 50 | 150.4 | 200.4 | 0 | 200.4 | 560.32 | 992.6912 | 964 | 0 | 964 | 28.6912 | 992.6912 | -28.6912 | 9900 | 0 | -954.9459 | 0.99
2016-06-23 06:00 | 179950.4 | 50 | -50 | 0 | 0 | 0 | 0 | 160.6667 | 0 | 0 | 0 | 160.6667 | 841.9004 | -841.9004 | 9900 | 0 | -28.6912 | 0.99
2016-06-23 07:00 | 179900.4 | 50 | 99.6 | 200.4 | 0 | 200.4 | 560.32 | 1777.8735 | 964 | 0 | 964 | 813.8735 | 1777.8735 | -813.8735 | 9900 | 0 | -841.9004 | 0.99
2016-06-23 08:00 | 180000 | 50 | 0 | 200.4 | 50.8 | 200.4 | 560.32 | 2809.2023 | 719.6327 | 244.3673 | 719.6327 | 2089.5696 | 2809.2023 | -2089.5696 | 9900 | 0 | -813.8735 | 0.99
2016-06-23 09:00 | 180000 | 50 | 0 | 200.4 | 150.4 | 200.4 | 560.32 | 3690.0974 | 240.519 | 723.481 | 240.519 | 3449.5785 | 3690.0974 | -3449.5785 | 9900 | 0 | -2089.5696 | 0.99
2016-06-23 10:00 | 180000 | 50 | 0 | 200.4 | 150.4 | 200.4 | 560.32 | 4569.1093 | 240.519 | 723.481 | 240.519 | 4328.5903 | 4569.1093 | -4328.5903 | 9900 | 0 | -3449.5785 | 0.99
2016-06-23 11:00 | 180000 | 50 | 0 | 200.4 | 150.4 | 200.4 | 560.32 | 5233.4873 | 240.519 | 723.481 | 240.519 | 4992.9683 | 5233.4873 | -4992.9683 | 9900 | 0 | -4328.5903 | 0.99
2016-06-23 12:00 | 180000 | 50 | 0 | 200.4 | 150.4 | 200.4 | 560.32 | 5617.5665 | 240.519 | 723.481 | 240.519 | 5377.0475 | 5617.5665 | -5377.0475 | 9900 | 0 | -4992.9683 | 0.99
2016-06-23 13:00 | 180000 | 50 | 0 | 200.4 | 150.4 | 200.4 | 560.32 | 5723.4877 | 240.519 | 723.481 | 240.519 | 5482.9687 | 5723.4877 | -5482.9687 | 9900 | 0 | -5377.0475 | 0.99
2016-06-23 14:00 | 180000 | 50 | 0 | 200.4 | 150.4 | 200.4 | 560.32 | 5564.0194 | 240.519 | 723.481 | 240.519 | 5323.5005 | 5564.0194 | -5323.5005 | 9900 | 0 | -5482.9687 | 0.99
2016-06-23 15:00 | 180000 | 50 | 0 | 200.4 | 150.4 | 200.4 | 560.32 | 5153.051 | 240.519 | 723.481 | 240.519 | 4912.532 | 5153.051 | -4912.532 | 9900 | 0 | -5323.5005 | 0.99
2016-06-23 16:00 | 180000 | 50 | 0 | 200.4 | 150.4 | 200.4 | 560.32 | 4520.696 | 240.519 | 723.481 | 240.519 | 4280.1771 | 4520.696 | -4280.1771 | 9900 | 0 | -4912.532 | 0.99
2016-06-23 17:00 | 180000 | 50 | 0 | 200.4 | 150.4 | 200.4 | 560.32 | 2772.8327 | 240.519 | 723.481 | 240.519 | 2532.3137 | 2772.8327 | -2532.3137 | 9900 | 0 | -4280.1771 | 0.99
2016-06-23 18:00 | 180000 | 50 | 0 | 200.4 | 150.4 | 200.4 | 560.32 | 2767.9362 | 240.519 | 723.481 | 240.519 | 2527.4173 | 2767.9362 | -2527.4173 | 9900 | 0 | -2532.3137 | 0.99
2016-06-23 19:00 | 180000 | 50 | 0 | 200.4 | 150.4 | 200.4 | 560.32 | 1679.6467 | 240.519 | 723.481 | 240.519 | 1439.1277 | 1679.6467 | -1439.1277 | 9900 | 0 | -2527.4173 | 0.99
2016-06-23 20:00 | 180000 | 50 | -50 | 0 | 150.4 | 0 | 0 | 160.6667 | -723.481 | 723.481 | -723.481 | 884.1477 | 862.2511 | -1585.7321 | 9900 | 0 | -1439.1277 | 0.99
2016-06-23 21:00 | 179950 | 50 | -50 | 0 | 0 | 0 | 0 | 160.6667 | 0 | 0 | 0 | 160.6667 | 684.6047 | -684.6047 | 9900 | 0 | -1585.7321 | 0.99
2016-06-23 22:00 | 179900 | 50 | -50 | 0 | 0 | 0 | 0 | 160.6667 | 0 | 0 | 0 | 160.6667 | 731.6804 | -731.6804 | 9900 | 0 | -684.6047 | 0.99
2016-06-23 23:00 | 179850 | 50 | -50 | 0 | 0 | 0 | 0 | 160.6667 | 0 | 0 | 0 | 160.6667 | 912.7597 | -912.7597 | 9900 | 0 | -731.6804 | 0.99
2016-06-24 | 179800 | 50 | -50 | 0 | 0 | 0 | 0 | 160.6667 | 0 | 0 | 0 | 160.6667 | 884.5498 | -884.5498 | 9900 | 0 | -912.7597 | 0.99
2016-06-24 01:00 | 179750 | 50 | -16.6 | 33.4 | 0 | 33.4 | 93.3867 | 160.6667 | 160.6667 | 0 | 160.6667 | 0 | 374.9391 | -214.2725 | 9900 | 0 | -884.5498 | 0.99
2016-06-24 02:00 | 179733.4 | 50 | -50 | 0 | 0 | 0 | 0 | 160.6667 | 0 | 0 | 0 | 160.6667 | 588.3267 | -588.3267 | 9900 | 0 | -214.2725 | 0.99
2016-06-24 03:00 | 179683.4 | 50 | -50 | 0 | 0 | 0 | 0 | 160.6667 | 0 | 0 | 0 | 160.6667 | 931.4935 | -931.4935 | 9900 | 0 | -588.3267 | 0.99
2016-06-24 04:00 | 179633.4 | 50 | 150.4 | 200.4 | 0 | 200.4 | 560.32 | 988.469 | 964 | 0 | 964 | 24.469 | 988.469 | -24.469 | 9900 | 0 | -931.4935 | 0.99
2016-06-24 05:00 | 179783.8 | 50 | 150.4 | 200.4 | 0 | 200.4 | 560.32 | 996.2561 | 964 | 0 | 964 | 32.2561 | 996.2561 | -32.2561 | 9900 | 0 | -24.469 | 0.99
2016-06-24 06:00 | 179934.2 | 50 | 65.8 | 200.4 | 0 | 200.4 | 560.32 | 969.5599 | 964 | 0 | 964 | 5.5599 | 969.5599 | -5.5599 | 9900 | 0 | -32.2561 | 0.99
2016-06-24 07:00 | 180000 | 50 | 0 | 200.4 | 84.6 | 200.4 | 560.32 | 1831.2174 | 557.0419 | 406.9581 | 557.0419 | 1274.1755 | 1831.2174 | -1274.1755 | 9900 | 0 | -5.5599 | 0.99
2016-06-24 08:00 | 180000 | 50 | 0 | 200.4 | 150.4 | 200.4 | 560.32 | 2952.3675 | 240.519 | 723.481 | 240.519 | 2711.8485 | 2952.3675 | -2711.8485 | 9900 | 0 | -1274.1755 | 0.99
2016-06-24 09:00 | 180000 | 50 | 0 | 200.4 | 150.4 | 200.4 | 560.32 | 3886.7603 | 240.519 | 723.481 | 240.519 | 3646.2413 | 3886.7603 | -3646.2413 | 9900 | 0 | -2711.8485 | 0.99
2016-06-24 10:00 | 180000 | 50 | 0 | 200.4 | 150.4 | 200.4 | 560.32 | 4671.0604 | 240.519 | 723.481 | 240.519 | 4430.5414 | 4671.0604 | -4430.5414 | 9900 | 0 | -3646.2413 | 0.99
2016-06-24 11:00 | 180000 | 50 | 0 | 200.4 | 150.4 | 200.4 | 560.32 | 5261.4971 | 240.519 | 723.481 | 240.519 | 5020.9781 | 5261.4971 | -5020.9781 | 9900 | 0 | -4430.5414 | 0.99
2016-06-24 12:00 | 180000 | 50 | 0 | 200.4 | 150.4 | 200.4 | 560.32 | 5616.9447 | 240.519 | 723.481 | 240.519 | 5376.4257 | 5616.9447 | -5376.4257 | 9900 | 0 | -5020.9781 | 0.99
2016-06-24 13:00 | 180000 | 50 | 0 | 200.4 | 150.4 | 200.4 | 560.32 | 5723.4333 | 240.519 | 723.481 | 240.519 | 5482.9144 | 5723.4333 | -5482.9144 | 9900 | 0 | -5376.4257 | 0.99
2016-06-24 14:00 | 180000 | 50 | 0 | 200.4 | 150.4 | 200.4 | 560.32 | 5562.4001 | 240.519 | 723.481 | 240.519 | 5321.8811 | 5562.4001 | -5321.8811 | 9900 | 0 | -5482.9144 | 0.99
2016-06-24 15:00 | 180000 | 50 | 0 | 200.4 | 150.4 | 200.4 | 560.32 | 5122.9452 | 240.519 | 723.481 | 240.519 | 4882.4262 | 5122.9452 | -4882.4262 | 9900 | 0 | -5321.8811 | 0.99
2016-06-24 16:00 | 180000 | 50 | 0 | 200.4 | 150.4 | 200.4 | 560.32 | 4458.4815 | 240.519 | 723.481 | 240.519 | 4217.9626 | 4458.4815 | -4217.9626 | 9900 | 0 | -4882.4262 | 0.99
2016-06-24 17:00 | 180000 | 50 | 0 | 200.4 | 150.4 | 200.4 | 560.32 | 3683.2 | 240.519 | 723.481 | 240.519 | 3442.6811 | 3683.2 | -3442.6811 | 9900 | 0 | -4217.9626 | 0.99
2016-06-24 18:00 | 180000 | 50 | 0 | 200.4 | 150.4 | 200.4 | 560.32 | 2631.6755 | 240.519 | 723.481 | 240.519 | 2391.1566 | 2631.6755 | -2391.1566 | 9900 | 0 | -3442.6811 | 0.99
2016-06-24 19:00 | 180000 | 50 | 0 | 200.4 | 150.4 | 200.4 | 560.32 | 1749.0877 | 240.519 | 723.481 | 240.519 | 1508.5687 | 1749.0877 | -1508.5687 | 9900 | 0 | -2391.1566 | 0.99
2016-06-24 20:00 | 180000 | 50 | -50 | 0 | 150.4 | 0 | 0 | 160.6667 | -723.481 | 723.481 | -723.481 | 884.1477 | 887.316 | -1610.7971 | 9900 | 0 | -1508.5687 | 0.99
2016-06-24 21:00 | 179950 | 50 | -50 | 0 | 0 | 0 | 0 | 160.6667 | 0 | 0 | 0 | 160.6667 | 725.977 | -725.977 | 9900 | 0 | -1610.7971 | 0.99
2016-06-24 22:00 | 179900 | 50 | -50 | 0 | 0 | 0 | 0 | 160.6667 | 0 | 0 | 0 | 160.6667 | 656.9869 | -656.9869 | 9900 | 0 | -725.977 | 0.99
2016-06-24 23:00 | 179850 | 50 | -50 | 0 | 0 | 0 | 0 | 160.6667 | 0 | 0 | 0 | 160.6667 | 696.2294 | -696.2294 | 9900 | 0 | -656.9869 | 0.99
2016-06-25 | 179800 | 50 | -50 | 0 | 0 | 0 | 0 | 160.6667 | 0 | 0 | 0 | 160.6667 | 797.4603 | -797.4603 | 9900 | 0 | -696.2294 | 0.99
2016-06-25 01:00 | 179750 | 50 | -16.6 | 33.4 | 0 | 33.4 | 93.3867 | 160.6667 | 160.6667 | 0 | 160.6667 | 0 | 308.1128 | -147.4461 | 9900 | 0 | -797.4603 | 0.99
2016-06-25 02:00 | 179733.4 | 50 | -50 | 0 | 0 | 0 | 0 | 160.6667 | 0 | 0 | 0 | 160.6667 | 490.6056 | -490.6056 | 9900 | 0 | -147.4461 | 0.99
2016-06-25 03:00 | 179683.4 | 50 | -50 | 0 | 0 | 0 | 0 | 160.6667 | 0 | 0 | 0 | 160.6667 | 704.93 | -704.93 | 9900 | 0 | -490.6056 | 0.99
2016-06-25 04:00 | 179633.4 | 50 | -50 | 0 | 0 | 0 | 0 | 160.6667 | 0 | 0 | 0 | 160.6667 | 635.7242 | -635.7242 | 9900 | 0 | -704.93 | 0.99
2016-06-25 05:00 | 179583.4 | 50 | -50 | 0 | 0 | 0 | 0 | 160.6667 | 0 | 0 | 0 | 160.6667 | 851.6147 | -851.6147 | 9900 | 0 | -635.7242 | 0.99
2016-06-25 06:00 | 179533.4 | 50 | 150.4 | 200.4 | 0 | 200.4 | 560.32 | 971.075 | 964 | 0 | 964 | 7.075 | 971.075 | -7.075 | 9900 | 0 | -851.6147 | 0.99
2016-06-25 07:00 | 179683.8 | 50 | 150.4 | 200.4 | 0 | 200.4 | 560.32 | 1808.9686 | 964 | 0 | 964 | 844.9686 | 1808.9686 | -844.9686 | 9900 | 0 | -7.075 | 0.99
2016-06-25 08:00 | 179834.2 | 50 | 150.4 | 200.4 | 0 | 200.4 | 560.32 | 2054.2851 | 964 | 0 | 964 | 1090.2851 | 2054.2851 | -1090.2851 | 9900 | 0 | -844.9686 | 0.99
2016-06-25 09:00 | 179984.6 | 50 | 15.4 | 200.4 | 0 | 200.4 | 560.32 | 3527.6584 | 964 | 0 | 964 | 2563.6584 | 3527.6584 | -2563.6584 | 9900 | 0 | -1090.2851 | 0.99
2016-06-25 10:00 | 180000 | 50 | 0 | 200.4 | 135 | 200.4 | 560.32 | 4659.831 | 314.5988 | 649.4012 | 314.5988 | 4345.2322 | 4659.831 | -4345.2322 | 9900 | 0 | -2563.6584 | 0.99
2016-06-25 11:00 | 180000 | 50 | 0 | 200.4 | 150.4 | 200.4 | 560.32 | 5255.6829 | 240.519 | 723.481 | 240.519 | 5015.164 | 5255.6829 | -5015.164 | 9900 | 0 | -4345.2322 | 0.99
2016-06-25 12:00 | 180000 | 50 | 0 | 200.4 | 150.4 | 200.4 | 560.32 | 5576.7376 | 240.519 | 723.481 | 240.519 | 5336.2186 | 5576.7376 | -5336.2186 | 9900 | 0 | -5015.164 | 0.99
2016-06-25 13:00 | 180000 | 50 | 0 | 200.4 | 150.4 | 200.4 | 560.32 | 5710.4799 | 240.519 | 723.481 | 240.519 | 5469.961 | 5710.4799 | -5469.961 | 9900 | 0 | -5336.2186 | 0.99
2016-06-25 14:00 | 180000 | 50 | 0 | 200.4 | 150.4 | 200.4 | 560.32 | 5552.2826 | 240.519 | 723.481 | 240.519 | 5311.7636 | 5552.2826 | -5311.7636 | 9900 | 0 | -5469.961 | 0.99
2016-06-25 15:00 | 180000 | 50 | 0 | 200.4 | 150.4 | 200.4 | 560.32 | 5088.3527 | 240.519 | 723.481 | 240.519 | 4847.8337 | 5088.3527 | -4847.8337 | 9900 | 0 | -5311.7636 | 0.99
2016-06-25 16:00 | 180000 | 50 | 0 | 200.4 | 150.4 | 200.4 | 560.32 | 4521.6818 | 240.519 | 723.481 | 240.519 | 4281.1628 | 4521.6818 | -4281.1628 | 9900 | 0 | -4847.8337 | 0.99
2016-06-25 17:00 | 180000 | 50 | 0 | 200.4 | 150.4 | 200.4 | 560.32 | 2523.3375 | 240.519 | 723.481 | 240.519 | 2282.8186 | 2523.3375 | -2282.8186 | 9900 | 0 | -4281.1628 | 0.99
2016-06-25 18:00 | 180000 | 50 | 0 | 200.4 | 150.4 | 200.4 | 560.32 | 2775.3395 | 240.519 | 723.481 | 240.519 | 2534.8206 | 2775.3395 | -2534.8206 | 9900 | 0 | -2282.8186 | 0.99
2016-06-25 19:00 | 180000 | 50 | 0 | 200.4 | 150.4 | 200.4 | 560.32 | 1776.9315 | 240.519 | 723.481 | 240.519 | 1536.4125 | 1776.9315 | -1536.4125 | 9900 | 0 | -2534.8206 | 0.99
2016-06-25 20:00 | 180000 | 50 | 0 | 200.4 | 150.4 | 200.4 | 560.32 | 982.1356 | 240.519 | 723.481 | 240.519 | 741.6167 | 982.1356 | -741.6167 | 9900 | 0 | -1536.4125 | 0.99
2016-06-25 21:00 | 180000 | 50 | -16.6 | 33.4 | 150.4 | 33.4 | 93.3867 | 160.6667 | -562.8144 | 723.481 | -562.8144 | 723.481 | 107.4516 | -670.266 | 9900 | 0 | -741.6167 | 0.99
2016-06-25 22:00 | 179983.4 | 50 | -16.6 | 33.4 | 0 | 33.4 | 93.3867 | 160.6667 | 160.6667 | 0 | 160.6667 | 0 | 115.6594 | 45.0072 | 9900 | 0 | -670.266 | 0.99
2016-06-25 23:00 | 179966.8 | 50 | -16.6 | 33.4 | 0 | 33.4 | 93.3867 | 160.6667 | 160.6667 | 0 | 160.6667 | 0 | 172.4675 | -11.8009 | 9859.4935 | 45.0072 | 0 | 0.98595
2016-06-26 | 179950.2 | 50 | -16.6 | 33.4 | 0 | 33.4 | 93.3867 | 160.6667 | 160.6667 | 0 | 160.6667 | 0 | 42.3203 | 118.3464 | 9870.1143 | -11.8009 | 0 | 0.98701
2016-06-26 01:00 | 179933.6 | 50 | -16.6 | 33.4 | 0 | 33.4 | 93.3867 | 160.6667 | 160.6667 | 0 | 160.6667 | 0 | 31.911 | 128.7556 | 9763.6025 | 118.3464 | 0 | 0.97636
2016-06-26 02:00 | 179917 | 50 | -16.6 | 33.4 | 0 | 33.4 | 93.3867 | 160.6667 | 160.6667 | 0 | 160.6667 | 0 | 138.6436 | 22.0231 | 9647.7225 | 128.7556 | 0 | 0.96477
2016-06-26 03:00 | 179900.4 | 50 | -16.6 | 33.4 | 0 | 33.4 | 93.3867 | 160.6667 | 160.6667 | 0 | 160.6667 | 0 | 7.4921 | 153.1746 | 9627.9017 | 22.0231 | 0 | 0.96279
2016-06-26 04:00 | 179883.8 | 50 | -16.6 | 33.4 | 0 | 33.4 | 93.3867 | 160.6667 | 160.6667 | 0 | 160.6667 | 0 | 3.7391 | 156.9276 | 9490.0446 | 153.1746 | 0 | 0.949
2016-06-26 05:00 | 179867.2 | 50 | -16.6 | 33.4 | 0 | 33.4 | 93.3867 | 160.6667 | 160.6667 | 0 | 160.6667 | 0 | 2.7683 | 157.8984 | 9348.8097 | 156.9276 | 0 | 0.93488
2016-06-26 06:00 | 179850.6 | 50 | -16.6 | 33.4 | 0 | 33.4 | 93.3867 | 160.6667 | 160.6667 | 0 | 160.6667 | 0 | 2.4762 | 158.1905 | 9206.7012 | 157.8984 | 0 | 0.92067
2016-06-26 07:00 | 179834 | 50 | 150.4 | 200.4 | 0 | 200.4 | 560.32 | 1059.5865 | 964 | 0 | 964 | 95.5865 | 1059.5865 | -95.5865 | 9064.3298 | 158.1905 | 0 | 0.90643
2016-06-26 08:00 | 179984.4 | 50 | 15.6 | 200.4 | 0 | 200.4 | 560.32 | 2914.6814 | 964 | 0 | 964 | 1950.6814 | 2914.6814 | -1950.6814 | 9150.3576 | -95.5865 | 0 | 0.91504
2016-06-26 09:00 | 180000 | 50 | 0 | 200.4 | 134.8 | 200.4 | 560.32 | 3850.9631 | 315.5609 | 648.4391 | 315.5609 | 3535.4022 | 3850.9631 | -3535.4022 | 9900 | -832.936 | -2783.6174 | 0.99
2016-06-26 10:00 | 180000 | 50 | 0 | 200.4 | 150.4 | 200.4 | 560.32 | 4618.0199 | 240.519 | 723.481 | 240.519 | 4377.5009 | 4618.0199 | -4377.5009 | 9900 | 0 | -3535.4022 | 0.99
2016-06-26 11:00 | 180000 | 50 | 0 | 200.4 | 150.4 | 200.4 | 560.32 | 5223.2786 | 240.519 | 723.481 | 240.519 | 4982.7596 | 5223.2786 | -4982.7596 | 9900 | 0 | -4377.5009 | 0.99
2016-06-26 12:00 | 180000 | 50 | 0 | 200.4 | 150.4 | 200.4 | 560.32 | 5617.2676 | 240.519 | 723.481 | 240.519 | 5376.7486 | 5617.2676 | -5376.7486 | 9900 | 0 | -4982.7596 | 0.99
2016-06-26 13:00 | 180000 | 50 | 0 | 200.4 | 150.4 | 200.4 | 560.32 | 5720.8979 | 240.519 | 723.481 | 240.519 | 5480.3789 | 5720.8979 | -5480.3789 | 9900 | 0 | -5376.7486 | 0.99
2016-06-26 14:00 | 180000 | 50 | 0 | 200.4 | 150.4 | 200.4 | 560.32 | 5563.4951 | 240.519 | 723.481 | 240.519 | 5322.9762 | 5563.4951 | -5322.9762 | 9900 | 0 | -5480.3789 | 0.99
2016-06-26 15:00 | 180000 | 50 | 0 | 200.4 | 150.4 | 200.4 | 560.32 | 5158.6104 | 240.519 | 723.481 | 240.519 | 4918.0915 | 5158.6104 | -4918.0915 | 9900 | 0 | -5322.9762 | 0.99
2016-06-26 16:00 | 180000 | 50 | 0 | 200.4 | 150.4 | 200.4 | 560.32 | 4525.5325 | 240.519 | 723.481 | 240.519 | 4285.0136 | 4525.5325 | -4285.0136 | 9900 | 0 | -4918.0915 | 0.99
2016-06-26 17:00 | 180000 | 50 | 0 | 200.4 | 150.4 | 200.4 | 560.32 | 3454.9355 | 240.519 | 723.481 | 240.519 | 3214.4166 | 3454.9355 | -3214.4166 | 9900 | 0 | -4285.0136 | 0.99
2016-06-26 18:00 | 180000 | 50 | 0 | 200.4 | 150.4 | 200.4 | 560.32 | 1907.5665 | 240.519 | 723.481 | 240.519 | 1667.0475 | 1907.5665 | -1667.0475 | 9900 | 0 | -3214.4166 | 0.99
2016-06-26 19:00 | 180000 | 50 | 0 | 200.4 | 150.4 | 200.4 | 560.32 | 1712.1966 | 240.519 | 723.481 | 240.519 | 1471.6777 | 1712.1966 | -1471.6777 | 9900 | 0 | -1667.0475 | 0.99
2016-06-26 20:00 | 180000 | 50 | -50 | 0 | 150.4 | 0 | 0 | 160.6667 | -723.481 | 723.481 | -723.481 | 884.1477 | 766.4156 | -1489.8966 | 9900 | 0 | -1471.6777 | 0.99
2016-06-26 21:00 | 179950 | 50 | -50 | 0 | 0 | 0 | 0 | 160.6667 | 0 | 0 | 0 | 160.6667 | 828.2121 | -828.2121 | 9900 | 0 | -1489.8966 | 0.99
2016-06-26 22:00 | 179900 | 50 | 100 | 200.4 | 0 | 200.4 | 560.32 | 965.7215 | 964 | 0 | 964 | 1.7215 | 965.7215 | -1.7215 | 9900 | 0 | -828.2121 | 0.99
2016-06-26 23:00 | 180000 | 50 | 0 | 200.4 | 50.4 | 200.4 | 560.32 | 998.8427 | 721.5569 | 242.4431 | 721.5569 | 277.2858 | 998.8427 | -277.2858 | 9900 | 0 | -1.7215 | 0.99
2016-06-27 | 180000 | 50 | -50 | 0 | 150.4 | 0 | 0 | 160.6667 | -723.481 | 723.481 | -723.481 | 884.1477 | 929.5887 | -1653.0698 | 9900 | 0 | -277.2858 | 0.99
2016-06-27 01:00 | 179950 | 50 | -50 | 0 | 0 | 0 | 0 | 160.6667 | 0 | 0 | 0 | 160.6667 | 749.0592 | -749.0592 | 9900 | 0 | -1653.0698 | 0.99
2016-06-27 02:00 | 179900 | 50 | -50 | 0 | 0 | 0 | 0 | 160.6667 | 0 | 0 | 0 | 160.6667 | 901.223 | -901.223 | 9900 | 0 | -749.0592 | 0.99
2016-06-27 03:00 | 179850 | 50 | -50 | 0 | 0 | 0 | 0 | 160.6667 | 0 | 0 | 0 | 160.6667 | 752.3471 | -752.3471 | 9900 | 0 | -901.223 | 0.99
2016-06-27 04:00 | 179800 | 50 | -50 | 0 | 0 | 0 | 0 | 160.6667 | 0 | 0 | 0 | 160.6667 | 737.0484 | -737.0484 | 9900 | 0 | -752.3471 | 0.99
2016-06-27 05:00 | 179750 | 50 | -50 | 0 | 0 | 0 | 0 | 160.6667 | 0 | 0 | 0 | 160.6667 | 592.9605 | -592.9605 | 9900 | 0 | -737.0484 | 0.99
2016-06-27 06:00 | 179700 | 50 | -50 | 0 | 0 | 0 | 0 | 160.6667 | 0 | 0 | 0 | 160.6667 | 644.7272 | -644.7272 | 9900 | 0 | -592.9605 | 0.99
2016-06-27 07:00 | 179650 | 50 | 150.4 | 200.4 | 0 | 200.4 | 560.32 | 1838.5374 | 964 | 0 | 964 | 874.5374 | 1838.5374 | -874.5374 | 9900 | 0 | -644.7272 | 0.99
2016-06-27 08:00 | 179800.4 | 50 | 150.4 | 200.4 | 0 | 200.4 | 560.32 | 2959.6194 | 964 | 0 | 964 | 1995.6194 | 2959.6194 | -1995.6194 | 9900 | 0 | -874.5374 | 0.99
2016-06-27 09:00 | 179950.8 | 50 | 49.2 | 200.4 | 0 | 200.4 | 560.32 | 3872.292 | 964 | 0 | 964 | 2908.292 | 3872.292 | -2908.292 | 9900 | 0 | -1995.6194 | 0.99
2016-06-27 10:00 | 180000 | 50 | 0 | 200.4 | 101.2 | 200.4 | 560.32 | 3587.4775 | 477.1896 | 486.8104 | 477.1896 | 3110.2879 | 3587.4775 | -3110.2879 | 9900 | 0 | -2908.292 | 0.99
2016-06-27 11:00 | 180000 | 50 | 0 | 200.4 | 150.4 | 200.4 | 560.32 | 5205.8314 | 240.519 | 723.481 | 240.519 | 4965.3124 | 5205.8314 | -4965.3124 | 9900 | 0 | -3110.2879 | 0.99
2016-06-27 12:00 | 180000 | 50 | 0 | 200.4 | 150.4 | 200.4 | 560.32 | 5577.5704 | 240.519 | 723.481 | 240.519 | 5337.0515 | 5577.5704 | -5337.0515 | 9900 | 0 | -4965.3124 | 0.99
2016-06-27 13:00 | 180000 | 50 | 0 | 200.4 | 150.4 | 200.4 | 560.32 | 5709.9415 | 240.519 | 723.481 | 240.519 | 5469.4225 | 5709.9415 | -5469.4225 | 9900 | 0 | -5337.0515 | 0.99
2016-06-27 14:00 | 180000 | 50 | 0 | 200.4 | 150.4 | 200.4 | 560.32 | 5566.3405 | 240.519 | 723.481 | 240.519 | 5325.8215 | 5566.3405 | -5325.8215 | 9900 | 0 | -5469.4225 | 0.99
2016-06-27 15:00 | 180000 | 50 | 0 | 200.4 | 150.4 | 200.4 | 560.32 | 3341.2028 | 240.519 | 723.481 | 240.519 | 3100.6838 | 3341.2028 | -3100.6838 | 9900 | 0 | -5325.8215 | 0.99
2016-06-27 16:00 | 180000 | 50 | 0 | 200.4 | 150.4 | 200.4 | 560.32 | 4525.3749 | 240.519 | 723.481 | 240.519 | 4284.8559 | 4525.3749 | -4284.8559 | 9900 | 0 | -3100.6838 | 0.99
2016-06-27 17:00 | 180000 | 50 | 0 | 200.4 | 150.4 | 200.4 | 560.32 | 3716.305 | 240.519 | 723.481 | 240.519 | 3475.786 | 3716.305 | -3475.786 | 9900 | 0 | -4284.8559 | 0.99
2016-06-27 18:00 | 180000 | 50 | 0 | 200.4 | 150.4 | 200.4 | 560.32 | 2779.8391 | 240.519 | 723.481 | 240.519 | 2539.3201 | 2779.8391 | -2539.3201 | 9900 | 0 | -3475.786 | 0.99
2016-06-27 19:00 | 180000 | 50 | 0 | 200.4 | 150.4 | 200.4 | 560.32 | 1780.4848 | 240.519 | 723.481 | 240.519 | 1539.9659 | 1780.4848 | -1539.9659 | 9900 | 0 | -2539.3201 | 0.99
2016-06-27 20:00 | 180000 | 50 | 0 | 200.4 | 150.4 | 200.4 | 560.32 | 998.2035 | 240.519 | 723.481 | 240.519 | 757.6845 | 998.2035 | -757.6845 | 9900 | 0 | -1539.9659 | 0.99
2016-06-27 21:00 | 180000 | 50 | 0 | 200.4 | 150.4 | 200.4 | 560.32 | 996.8882 | 240.519 | 723.481 | 240.519 | 756.3692 | 996.8882 | -756.3692 | 9900 | 0 | -757.6845 | 0.99
2016-06-27 22:00 | 180000 | 50 | -50 | 0 | 150.4 | 0 | 0 | 160.6667 | -723.481 | 723.481 | -723.481 | 884.1477 | 887.1602 | -1610.6412 | 9900 | 0 | -756.3692 | 0.99
2016-06-27 23:00 | 179950 | 50 | -50 | 0 | 0 | 0 | 0 | 160.6667 | 0 | 0 | 0 | 160.6667 | 903.0087 | -903.0087 | 9900 | 0 | -1610.6412 | 0.99
2016-06-28 | 179900 | 50 | -50 | 0 | 0 | 0 | 0 | 160.6667 | 0 | 0 | 0 | 160.6667 | 954.21 | -954.21 | 9900 | 0 | -903.0087 | 0.99
2016-06-28 01:00 | 179850 | 50 | 150 | 200.4 | 0 | 200.4 | 560.32 | 970.9033 | 964 | 0 | 964 | 6.9033 | 970.9033 | -6.9033 | 9900 | 0 | -954.21 | 0.99
2016-06-28 02:00 | 180000 | 50 | -50 | 0 | 0.4 | 0 | 0 | 160.6667 | -1.9242 | 1.9242 | -1.9242 | 162.5908 | 935.7792 | -937.7034 | 9900 | 0 | -6.9033 | 0.99
2016-06-28 03:00 | 179950 | 50 | 50 | 200.4 | 0 | 200.4 | 560.32 | 982.4235 | 964 | 0 | 964 | 18.4235 | 982.4235 | -18.4235 | 9900 | 0 | -937.7034 | 0.99
2016-06-28 04:00 | 180000 | 50 | -50 | 0 | 100.4 | 0 | 0 | 160.6667 | -482.9621 | 482.9621 | -482.9621 | 643.6287 | 866.3679 | -1349.33 | 9900 | 0 | -18.4235 | 0.99
2016-06-28 05:00 | 179950 | 50 | -50 | 0 | 0 | 0 | 0 | 160.6667 | 0 | 0 | 0 | 160.6667 | 861.1082 | -861.1082 | 9900 | 0 | -1349.33 | 0.99
2016-06-28 06:00 | 179900 | 50 | -50 | 0 | 0 | 0 | 0 | 160.6667 | 0 | 0 | 0 | 160.6667 | 854.0044 | -854.0044 | 9900 | 0 | -861.1082 | 0.99
2016-06-28 07:00 | 179850 | 50 | 150 | 200.4 | 0 | 200.4 | 560.32 | 1834.7565 | 964 | 0 | 964 | 870.7565 | 1834.7565 | -870.7565 | 9900 | 0 | -854.0044 | 0.99
2016-06-28 08:00 | 180000 | 50 | 0 | 200.4 | 0.4 | 200.4 | 560.32 | 2879.2041 | 962.0758 | 1.9242 | 962.0758 | 1917.1283 | 2879.2041 | -1917.1283 | 9900 | 0 | -870.7565 | 0.99
2016-06-28 09:00 | 180000 | 50 | 0 | 200.4 | 150.4 | 200.4 | 560.32 | 3854.5588 | 240.519 | 723.481 | 240.519 | 3614.0398 | 3854.5588 | -3614.0398 | 9900 | 0 | -1917.1283 | 0.99
2016-06-28 10:00 | 180000 | 50 | 0 | 200.4 | 150.4 | 200.4 | 560.32 | 4604.1615 | 240.519 | 723.481 | 240.519 | 4363.6425 | 4604.1615 | -4363.6425 | 9900 | 0 | -3614.0398 | 0.99
2016-06-28 11:00 | 180000 | 50 | 0 | 200.4 | 150.4 | 200.4 | 560.32 | 5232.224 | 240.519 | 723.481 | 240.519 | 4991.705 | 5232.224 | -4991.705 | 9900 | 0 | -4363.6425 | 0.99
2016-06-28 12:00 | 180000 | 50 | 0 | 200.4 | 150.4 | 200.4 | 560.32 | 5515.2763 | 240.519 | 723.481 | 240.519 | 5274.7574 | 5515.2763 | -5274.7574 | 9900 | 0 | -4991.705 | 0.99
2016-06-28 13:00 | 180000 | 50 | 0 | 200.4 | 150.4 | 200.4 | 560.32 | 5648.4869 | 240.519 | 723.481 | 240.519 | 5407.968 | 5648.4869 | -5407.968 | 9900 | 0 | -5274.7574 | 0.99
2016-06-28 14:00 | 180000 | 50 | 0 | 200.4 | 150.4 | 200.4 | 560.32 | 5526.1033 | 240.519 | 723.481 | 240.519 | 5285.5843 | 5526.1033 | -5285.5843 | 9900 | 0 | -5407.968 | 0.99
2016-06-28 15:00 | 180000 | 50 | 0 | 200.4 | 150.4 | 200.4 | 560.32 | 5149.6673 | 240.519 | 723.481 | 240.519 | 4909.1483 | 5149.6673 | -4909.1483 | 9900 | 0 | -5285.5843 | 0.99
2016-06-28 16:00 | 180000 | 50 | 0 | 200.4 | 150.4 | 200.4 | 560.32 | 4530.6198 | 240.519 | 723.481 | 240.519 | 4290.1008 | 4530.6198 | -4290.1008 | 9900 | 0 | -4909.1483 | 0.99
2016-06-28 17:00 | 180000 | 50 | 0 | 200.4 | 150.4 | 200.4 | 560.32 | 3719.0248 | 240.519 | 723.481 | 240.519 | 3478.5059 | 3719.0248 | -3478.5059 | 9900 | 0 | -4290.1008 | 0.99
2016-06-28 18:00 | 180000 | 50 | 0 | 200.4 | 150.4 | 200.4 | 560.32 | 2781.5037 | 240.519 | 723.481 | 240.519 | 2540.9848 | 2781.5037 | -2540.9848 | 9900 | 0 | -3478.5059 | 0.99
2016-06-28 19:00 | 180000 | 50 | 0 | 200.4 | 150.4 | 200.4 | 560.32 | 1779.1915 | 240.519 | 723.481 | 240.519 | 1538.6725 | 1779.1915 | -1538.6725 | 9900 | 0 | -2540.9848 | 0.99
2016-06-28 20:00 | 180000 | 50 | 0 | 200.4 | 150.4 | 200.4 | 560.32 | 986.1356 | 240.519 | 723.481 | 240.519 | 745.6167 | 986.1356 | -745.6167 | 9900 | 0 | -1538.6725 | 0.99
2016-06-28 21:00 | 180000 | 50 | 0 | 200.4 | 150.4 | 200.4 | 560.32 | 987.4387 | 240.519 | 723.481 | 240.519 | 746.9197 | 987.4387 | -746.9197 | 9900 | 0 | -745.6167 | 0.99
2016-06-28 22:00 | 180000 | 50 | -50 | 0 | 150.4 | 0 | 0 | 160.6667 | -723.481 | 723.481 | -723.481 | 884.1477 | 927.6191 | -1651.1001 | 9900 | 0 | -746.9197 | 0.99
2016-06-28 23:00 | 179950 | 50 | -50 | 0 | 0 | 0 | 0 | 160.6667 | 0 | 0 | 0 | 160.6667 | 858.2121 | -858.2121 | 9900 | 0 | -1651.1001 | 0.99
2016-06-29 | 179900 | 50 | -50 | 0 | 0 | 0 | 0 | 160.6667 | 0 | 0 | 0 | 160.6667 | 886.9783 | -886.9783 | 9900 | 0 | -858.2121 | 0.99
2016-06-29 01:00 | 179850 | 50 | 150 | 200.4 | 0 | 200.4 | 560.32 | 965.767 | 964 | 0 | 964 | 1.767 | 965.767 | -1.767 | 9900 | 0 | -886.9783 | 0.99
2016-06-29 02:00 | 180000 | 50 | -50 | 0 | 0.4 | 0 | 0 | 160.6667 | -1.9242 | 1.9242 | -1.9242 | 162.5908 | 881.9913 | -883.9155 | 9900 | 0 | -1.767 | 0.99
2016-06-29 03:00 | 179950 | 50 | -50 | 0 | 0 | 0 | 0 | 160.6667 | 0 | 0 | 0 | 160.6667 | 634.2678 | -634.2678 | 9900 | 0 | -883.9155 | 0.99
2016-06-29 04:00 | 179900 | 50 | -50 | 0 | 0 | 0 | 0 | 160.6667 | 0 | 0 | 0 | 160.6667 | 598.8125 | -598.8125 | 9900 | 0 | -634.2678 | 0.99
2016-06-29 05:00 | 179850 | 50 | -50 | 0 | 0 | 0 | 0 | 160.6667 | 0 | 0 | 0 | 160.6667 | 866.381 | -866.381 | 9900 | 0 | -598.8125 | 0.99
2016-06-29 06:00 | 179800 | 50 | 150.4 | 200.4 | 0 | 200.4 | 560.32 | 988.1003 | 964 | 0 | 964 | 24.1003 | 988.1003 | -24.1003 | 9900 | 0 | -866.381 | 0.99
2016-06-29 07:00 | 179950.4 | 50 | 49.6 | 200.4 | 0 | 200.4 | 560.32 | 1949.1911 | 964 | 0 | 964 | 985.1911 | 1949.1911 | -985.1911 | 9900 | 0 | -24.1003 | 0.99
2016-06-29 08:00 | 180000 | 50 | 0 | 200.4 | 100.8 | 200.4 | 560.32 | 2844.469 | 479.1138 | 484.8862 | 479.1138 | 2365.3553 | 2844.469 | -2365.3553 | 9900 | 0 | -985.1911 | 0.99
2016-06-29 09:00 | 180000 | 50 | 0 | 200.4 | 150.4 | 200.4 | 560.32 | 2236.2651 | 240.519 | 723.481 | 240.519 | 1995.7461 | 2236.2651 | -1995.7461 | 9900 | 0 | -2365.3553 | 0.99
2016-06-29 10:00 | 180000 | 50 | 0 | 200.4 | 150.4 | 200.4 | 560.32 | 4441.6061 | 240.519 | 723.481 | 240.519 | 4201.0872 | 4441.6061 | -4201.0872 | 9900 | 0 | -1995.7461 | 0.99
2016-06-29 11:00 | 180000 | 50 | 0 | 200.4 | 150.4 | 200.4 | 560.32 | 5117.1883 | 240.519 | 723.481 | 240.519 | 4876.6693 | 5117.1883 | -4876.6693 | 9900 | 0 | -4201.0872 | 0.99
2016-06-29 12:00 | 180000 | 50 | 0 | 200.4 | 150.4 | 200.4 | 560.32 | 5509.8601 | 240.519 | 723.481 | 240.519 | 5269.3411 | 5509.8601 | -5269.3411 | 9900 | 0 | -4876.6693 | 0.99
2016-06-29 13:00 | 180000 | 50 | 0 | 200.4 | 150.4 | 200.4 | 560.32 | 5527.056 | 240.519 | 723.481 | 240.519 | 5286.537 | 5527.056 | -5286.537 | 9900 | 0 | -5269.3411 | 0.99
2016-06-29 14:00 | 180000 | 50 | 0 | 200.4 | 150.4 | 200.4 | 560.32 | 5536.7705 | 240.519 | 723.481 | 240.519 | 5296.2516 | 5536.7705 | -5296.2516 | 9900 | 0 | -5286.537 | 0.99
2016-06-29 15:00 | 180000 | 50 | 0 | 200.4 | 150.4 | 200.4 | 560.32 | 5019.3578 | 240.519 | 723.481 | 240.519 | 4778.8388 | 5019.3578 | -4778.8388 | 9900 | 0 | -5296.2516 | 0.99
2016-06-29 16:00 | 180000 | 50 | 0 | 200.4 | 150.4 | 200.4 | 560.32 | 4021.1098 | 240.519 | 723.481 | 240.519 | 3780.5909 | 4021.1098 | -3780.5909 | 9900 | 0 | -4778.8388 | 0.99
2016-06-29 17:00 | 180000 | 50 | 0 | 200.4 | 150.4 | 200.4 | 560.32 | 3207.2745 | 240.519 | 723.481 | 240.519 | 2966.7555 | 3207.2745 | -2966.7555 | 9900 | 0 | -3780.5909 | 0.99
2016-06-29 18:00 | 180000 | 50 | 0 | 200.4 | 150.4 | 200.4 | 560.32 | 2136.2169 | 240.519 | 723.481 | 240.519 | 1895.6979 | 2136.2169 | -1895.6979 | 9900 | 0 | -2966.7555 | 0.99
2016-06-29 19:00 | 180000 | 50 | 0 | 200.4 | 150.4 | 200.4 | 560.32 | 974.0534 | 240.519 | 723.481 | 240.519 | 733.5344 | 974.0534 | -733.5344 | 9900 | 0 | -1895.6979 | 0.99
2016-06-29 20:00 | 180000 | 50 | -16.6 | 33.4 | 150.4 | 33.4 | 93.3867 | 160.6667 | -562.8144 | 723.481 | -562.8144 | 723.481 | 246.178 | -808.9924 | 9900 | 0 | -733.5344 | 0.99
2016-06-29 21:00 | 179983.4 | 50 | -16.6 | 33.4 | 0 | 33.4 | 93.3867 | 160.6667 | 160.6667 | 0 | 160.6667 | 0 | 371.7532 | -211.0866 | 9900 | 0 | -808.9924 | 0.99
2016-06-29 22:00 | 179966.8 | 50 | -16.6 | 33.4 | 0 | 33.4 | 93.3867 | 160.6667 | 160.6667 | 0 | 160.6667 | 2.8422e-14 | 506.081 | -345.4143 | 9900 | 0 | -211.0866 | 0.99
2016-06-29 23:00 | 179950.2 | 50 | -50 | 0 | 0 | 0 | 0 | 160.6667 | 0 | 0 | 0 | 160.6667 | 812.8485 | -812.8485 | 9900 | 0 | -345.4143 | 0.99
2016-06-30 | 179900.2 | 50 | -16.6 | 33.4 | 0 | 33.4 | 93.3867 | 160.6667 | 160.6667 | 0 | 160.6667 | 0 | 351.5634 | -190.8967 | 9900 | 0 | -812.8485 | 0.99
2016-06-30 01:00 | 179883.6 | 50 | -16.6 | 33.4 | 0 | 33.4 | 93.3867 | 160.6667 | 160.6667 | 0 | 160.6667 | 0 | 2.1784 | 158.4883 | 9900 | 0 | -190.8967 | 0.99
2016-06-30 02:00 | 179867 | 50 | -16.6 | 33.4 | 0 | 33.4 | 93.3867 | 160.6667 | 160.6667 | 0 | 160.6667 | 0 | 35.9835 | 124.6831 | 9757.3605 | 158.4883 | 0 | 0.97574
2016-06-30 03:00 | 179850.4 | 50 | -16.6 | 33.4 | 0 | 33.4 | 93.3867 | 160.6667 | 160.6667 | 0 | 160.6667 | 0 | 52.8729 | 107.7937 | 9645.1457 | 124.6831 | 0 | 0.96451
2016-06-30 04:00 | 179833.8 | 50 | -16.6 | 33.4 | 0 | 33.4 | 93.3867 | 160.6667 | 160.6667 | 0 | 160.6667 | 0 | 37.8943 | 122.7724 | 9548.1314 | 107.7937 | 0 | 0.95481
2016-06-30 05:00 | 179817.2 | 50 | -16.6 | 33.4 | 0 | 33.4 | 93.3867 | 160.6667 | 160.6667 | 0 | 160.6667 | 0 | 8.1404 | 152.5263 | 9437.6362 | 122.7724 | 0 | 0.94376
2016-06-30 06:00 | 179800.6 | 50 | -16.6 | 33.4 | 0 | 33.4 | 93.3867 | 160.6667 | 160.6667 | 0 | 160.6667 | 0 | 17.8104 | 142.8563 | 9300.3626 | 152.5263 | 0 | 0.93004
2016-06-30 07:00 | 179784 | 50 | -50 | 0 | 0 | 0 | 0 | 160.6667 | 0 | 0 | 0 | 160.6667 | 963.4632 | -963.4632 | 9171.792 | 142.8563 | 0 | 0.91718
2016-06-30 08:00 | 179734 | 50 | 150.4 | 200.4 | 0 | 200.4 | 560.32 | 1120.7391 | 964 | 0 | 964 | 156.7391 | 1120.7391 | -156.7391 | 9900 | -809.12 | -1772.5832 | 0.99
2016-06-30 09:00 | 179884.4 | 50 | 115.6 | 200.4 | 0 | 200.4 | 560.32 | 3234.9304 | 964 | 0 | 964 | 2270.9304 | 3234.9304 | -2270.9304 | 9900 | 0 | -156.7391 | 0.99
2016-06-30 10:00 | 180000 | 50 | 0 | 200.4 | 34.8 | 200.4 | 560.32 | 4231.1854 | 796.5988 | 167.4012 | 796.5988 | 3434.5866 | 4231.1854 | -3434.5866 | 9900 | 0 | -2270.9304 | 0.99
2016-06-30 11:00 | 180000 | 50 | 0 | 200.4 | 150.4 | 200.4 | 560.32 | 5013.9681 | 240.519 | 723.481 | 240.519 | 4773.4491 | 5013.9681 | -4773.4491 | 9900 | 0 | -3434.5866 | 0.99
2016-06-30 12:00 | 180000 | 50 | 0 | 200.4 | 150.4 | 200.4 | 560.32 | 5485.0209 | 240.519 | 723.481 | 240.519 | 5244.502 | 5485.0209 | -5244.502 | 9900 | 0 | -4773.4491 | 0.99
2016-06-30 13:00 | 180000 | 50 | 0 | 200.4 | 150.4 | 200.4 | 560.32 | 5595.8981 | 240.519 | 723.481 | 240.519 | 5355.3791 | 5595.8981 | -5355.3791 | 9900 | 0 | -5244.502 | 0.99
2016-06-30 14:00 | 180000 | 50 | 0 | 200.4 | 150.4 | 200.4 | 560.32 | 5411.4412 | 240.519 | 723.481 | 240.519 | 5170.9223 | 5411.4412 | -5170.9223 | 9900 | 0 | -5355.3791 | 0.99
2016-06-30 15:00 | 180000 | 50 | 0 | 200.4 | 150.4 | 200.4 | 560.32 | 5050.3315 | 240.519 | 723.481 | 240.519 | 4809.8125 | 5050.3315 | -4809.8125 | 9900 | 0 | -5170.9223 | 0.99
2016-06-30 16:00 | 180000 | 50 | 0 | 200.4 | 150.4 | 200.4 | 560.32 | 4304.1317 | 240.519 | 723.481 | 240.519 | 4063.6127 | 4304.1317 | -4063.6127 | 9900 | 0 | -4809.8125 | 0.99
2016-06-30 17:00 | 180000 | 50 | 0 | 200.4 | 150.4 | 200.4 | 560.32 | 3604.4385 | 240.519 | 723.481 | 240.519 | 3363.9195 | 3604.4385 | -3363.9195 | 9900 | 0 | -4063.6127 | 0.99
2016-06-30 18:00 | 180000 | 50 | 0 | 200.4 | 150.4 | 200.4 | 560.32 | 2713.5643 | 240.519 | 723.481 | 240.519 | 2473.0454 | 2713.5643 | -2473.0454 | 9900 | 0 | -3363.9195 | 0.99
2016-06-30 19:00 | 180000 | 50 | 0 | 200.4 | 150.4 | 200.4 | 560.32 | 1770.5594 | 240.519 | 723.481 | 240.519 | 1530.0405 | 1770.5594 | -1530.0405 | 9900 | 0 | -2473.0454 | 0.99
2016-06-30 20:00 | 180000 | 50 | 0 | 200.4 | 150.4 | 200.4 | 560.32 | 980.6912 | 240.519 | 723.481 | 240.519 | 740.1722 | 980.6912 | -740.1722 | 9900 | 0 | -1530.0405 | 0.99
2016-06-30 21:00 | 180000 | 50 | 0 | 200.4 | 150.4 | 200.4 | 560.32 | 1000 | 240.519 | 723.481 | 240.519 | 759.481 | 1000 | -759.481 | 9900 | 0 | -740.1722 | 0.99
2016-06-30 22:00 | 180000 | 50 | 0 | 200.4 | 150.4 | 200.4 | 560.32 | 995.9004 | 240.519 | 723.481 | 240.519 | 755.3815 | 995.9004 | -755.3815 | 9900 | 0 | -759.481 | 0.99
2016-06-30 23:00 | 180000 | 50 | -50 | 0 | 150.4 | 0 | 0 | 160.6667 | -723.481 | 723.481 | -723.481 | 884.1477 | 848.4589 | -1571.9399 | 9900 | 0 | -755.3815 | 0.99
2016-07-01 | 179950 | 50 | -50 | 0 | 0 | 0 | 0 | 160.6667 | 0 | 0 | 0 | 160.6667 | 574.7959 | -574.7959 | 9900 | 0 | -1571.9399 | 0.99
2016-07-01 01:00 | 179900 | 50 | -16.6 | 33.4 | 0 | 33.4 | 93.3867 | 160.6667 | 160.6667 | 0 | 160.6667 | 0 | 320.9714 | -160.3048 | 9900 | 0 | -574.7959 | 0.99
2016-07-01 02:00 | 179883.4 | 50 | -16.6 | 33.4 | 0 | 33.4 | 93.3867 | 160.6667 | 160.6667 | 0 | 160.6667 | 0 | 338.9926 | -178.326 | 9900 | 0 | -160.3048 | 0.99
2016-07-01 03:00 | 179866.8 | 50 | -16.6 | 33.4 | 0 | 33.4 | 93.3867 | 160.6667 | 160.6667 | 0 | 160.6667 | 0 | 269.5934 | -108.9267 | 9900 | 0 | -178.326 | 0.99
2016-07-01 04:00 | 179850.2 | 50 | -50 | 0 | 0 | 0 | 0 | 160.6667 | 0 | 0 | 0 | 160.6667 | 492.0146 | -492.0146 | 9900 | 0 | -108.9267 | 0.99
2016-07-01 05:00 | 179800.2 | 50 | -50 | 0 | 0 | 0 | 0 | 160.6667 | 0 | 0 | 0 | 160.6667 | 585.7582 | -585.7582 | 9900 | 0 | -492.0146 | 0.99
2016-07-01 06:00 | 179750.2 | 50 | -50 | 0 | 0 | 0 | 0 | 160.6667 | 0 | 0 | 0 | 160.6667 | 423.4742 | -423.4742 | 9900 | 0 | -585.7582 | 0.99
2016-07-01 07:00 | 179700.2 | 50 | 150.4 | 200.4 | 0 | 200.4 | 560.32 | 1244.8299 | 964 | 0 | 964 | 280.8299 | 1244.8299 | -280.8299 | 9900 | 0 | -423.4742 | 0.99
2016-07-01 08:00 | 179850.6 | 50 | 149.4 | 200.4 | 0 | 200.4 | 560.32 | 2168.5368 | 964 | 0 | 964 | 1204.5368 | 2168.5368 | -1204.5368 | 9900 | 0 | -280.8299 | 0.99
2016-07-01 09:00 | 180000 | 50 | 0 | 200.4 | 1 | 200.4 | 560.32 | 3068.5813 | 959.1896 | 4.8104 | 959.1896 | 2109.3917 | 3068.5813 | -2109.3917 | 9900 | 0 | -1204.5368 | 0.99
2016-07-01 10:00 | 180000 | 50 | 0 | 200.4 | 150.4 | 200.4 | 560.32 | 4095.8471 | 240.519 | 723.481 | 240.519 | 3855.3282 | 4095.8471 | -3855.3282 | 9900 | 0 | -2109.3917 | 0.99
2016-07-01 11:00 | 180000 | 50 | 0 | 200.4 | 150.4 | 200.4 | 560.32 | 4980.9003 | 240.519 | 723.481 | 240.519 | 4740.3814 | 4980.9003 | -4740.3814 | 9900 | 0 | -3855.3282 | 0.99
2016-07-01 12:00 | 180000 | 50 | 0 | 200.4 | 150.4 | 200.4 | 560.32 | 5608.0261 | 240.519 | 723.481 | 240.519 | 5367.5071 | 5608.0261 | -5367.5071 | 9900 | 0 | -4740.3814 | 0.99
2016-07-01 13:00 | 180000 | 50 | 0 | 200.4 | 150.4 | 200.4 | 560.32 | 4437.7293 | 240.519 | 723.481 | 240.519 | 4197.2104 | 4437.7293 | -4197.2104 | 9900 | 0 | -5367.5071 | 0.99
2016-07-01 14:00 | 180000 | 50 | 0 | 200.4 | 150.4 | 200.4 | 560.32 | 5569.0626 | 240.519 | 723.481 | 240.519 | 5328.5437 | 5569.0626 | -5328.5437 | 9900 | 0 | -4197.2104 | 0.99
2016-07-01 15:00 | 180000 | 50 | 0 | 200.4 | 150.4 | 200.4 | 560.32 | 5164.2761 | 240.519 | 723.481 | 240.519 | 4923.7572 | 5164.2761 | -4923.7572 | 9900 | 0 | -5328.5437 | 0.99
2016-07-01 16:00 | 180000 | 50 | 0 | 200.4 | 150.4 | 200.4 | 560.32 | 4534.822 | 240.519 | 723.481 | 240.519 | 4294.3031 | 4534.822 | -4294.3031 | 9900 | 0 | -4923.7572 | 0.99
2016-07-01 17:00 | 180000 | 50 | 0 | 200.4 | 150.4 | 200.4 | 560.32 | 3723.5966 | 240.519 | 723.481 | 240.519 | 3483.0776 | 3723.5966 | -3483.0776 | 9900 | 0 | -4294.3031 | 0.99
2016-07-01 18:00 | 180000 | 50 | 0 | 200.4 | 150.4 | 200.4 | 560.32 | 2785.8835 | 240.519 | 723.481 | 240.519 | 2545.3645 | 2785.8835 | -2545.3645 | 9900 | 0 | -3483.0776 | 0.99
2016-07-01 19:00 | 180000 | 50 | 0 | 200.4 | 150.4 | 200.4 | 560.32 | 1785.5863 | 240.519 | 723.481 | 240.519 | 1545.0673 | 1785.5863 | -1545.0673 | 9900 | 0 | -2545.3645 | 0.99
2016-07-01 20:00 | 180000 | 50 | -50 | 0 | 150.4 | 0 | 0 | 160.6667 | -723.481 | 723.481 | -723.481 | 884.1477 | 847.2121 | -1570.6932 | 9900 | 0 | -1545.0673 | 0.99
2016-07-01 21:00 | 179950 | 50 | -50 | 0 | 0 | 0 | 0 | 160.6667 | 0 | 0 | 0 | 160.6667 | 898.7316 | -898.7316 | 9900 | 0 | -1570.6932 | 0.99
2016-07-01 22:00 | 179900 | 50 | -50 | 0 | 0 | 0 | 0 | 160.6667 | 0 | 0 | 0 | 160.6667 | 869.6537 | -869.6537 | 9900 | 0 | -898.7316 | 0.99
2016-07-01 23:00 | 179850 | 50 | 150 | 200.4 | 0 | 200.4 | 560.32 | 977.8124 | 964 | 0 | 964 | 13.8124 | 977.8124 | -13.8124 | 9900 | 0 | -869.6537 | 0.99
2016-07-02 | 180000 | 50 | -50 | 0 | 0.4 | 0 | 0 | 160.6667 | -1.9242 | 1.9242 | -1.9242 | 162.5908 | 847.7835 | -849.7077 | 9900 | 0 | -13.8124 | 0.99
2016-07-02 01:00 | 179950 | 50 | -16.6 | 33.4 | 0 | 33.4 | 93.3867 | 160.6667 | 160.6667 | 0 | 160.6667 | 2.8422e-14 | 431.7611 | -271.0945 | 9900 | 0 | -849.7077 | 0.99
2016-07-02 02:00 | 179933.4 | 50 | -50 | 0 | 0 | 0 | 0 | 160.6667 | 0 | 0 | 0 | 160.6667 | 881.6537 | -881.6537 | 9900 | 0 | -271.0945 | 0.99
2016-07-02 03:00 | 179883.4 | 50 | 116.6 | 200.4 | 0 | 200.4 | 560.32 | 996.3225 | 964 | 0 | 964 | 32.3225 | 996.3225 | -32.3225 | 9900 | 0 | -881.6537 | 0.99
2016-07-02 04:00 | 180000 | 50 | 0 | 200.4 | 33.8 | 200.4 | 560.32 | 969.267 | 801.4092 | 162.5908 | 801.4092 | 167.8578 | 969.267 | -167.8578 | 9900 | 0 | -32.3225 | 0.99
2016-07-02 05:00 | 180000 | 50 | -16.6 | 33.4 | 150.4 | 33.4 | 93.3867 | 160.6667 | -562.8144 | 723.481 | -562.8144 | 723.481 | 320.0119 | -882.8262 | 9900 | 0 | -167.8578 | 0.99
2016-07-02 06:00 | 179983.4 | 50 | -50 | 0 | 0 | 0 | 0 | 160.6667 | 0 | 0 | 0 | 160.6667 | 628.8661 | -628.8661 | 9900 | 0 | -882.8262 | 0.99
2016-07-02 07:00 | 179933.4 | 50 | 66.6 | 200.4 | 0 | 200.4 | 560.32 | 1939.3884 | 964 | 0 | 964 | 975.3884 | 1939.3884 | -975.3884 | 9900 | 0 | -628.8661 | 0.99
2016-07-02 08:00 | 180000 | 50 | 0 | 200.4 | 83.8 | 200.4 | 560.32 | 2912.3388 | 560.8902 | 403.1098 | 560.8902 | 2351.4486 | 2912.3388 | -2351.4486 | 9900 | 0 | -975.3884 | 0.99
2016-07-02 09:00 | 180000 | 50 | 0 | 200.4 | 150.4 | 200.4 | 560.32 | 3861.1403 | 240.519 | 723.481 | 240.519 | 3620.6213 | 3861.1403 | -3620.6213 | 9900 | 0 | -2351.4486 | 0.99
2016-07-02 10:00 | 180000 | 50 | 0 | 200.4 | 150.4 | 200.4 | 560.32 | 4646.8878 | 240.519 | 723.481 | 240.519 | 4406.3688 | 4646.8878 | -4406.3688 | 9900 | 0 | -3620.6213 | 0.99
2016-07-02 11:00 | 180000 | 50 | 0 | 200.4 | 150.4 | 200.4 | 560.32 | 5243.8389 | 240.519 | 723.481 | 240.519 | 5003.32 | 5243.8389 | -5003.32 | 9900 | 0 | -4406.3688 | 0.99
2016-07-02 12:00 | 180000 | 50 | 0 | 200.4 | 150.4 | 200.4 | 560.32 | 5610.094 | 240.519 | 723.481 | 240.519 | 5369.5751 | 5610.094 | -5369.5751 | 9900 | 0 | -5003.32 | 0.99
2016-07-02 13:00 | 180000 | 50 | 0 | 200.4 | 150.4 | 200.4 | 560.32 | 5721.109 | 240.519 | 723.481 | 240.519 | 5480.5901 | 5721.109 | -5480.5901 | 9900 | 0 | -5369.5751 | 0.99
2016-07-02 14:00 | 180000 | 50 | 0 | 200.4 | 150.4 | 200.4 | 560.32 | 5536.7217 | 240.519 | 723.481 | 240.519 | 5296.2028 | 5536.7217 | -5296.2028 | 9900 | 0 | -5480.5901 | 0.99
2016-07-02 15:00 | 180000 | 50 | 0 | 200.4 | 150.4 | 200.4 | 560.32 | 5104.785 | 240.519 | 723.481 | 240.519 | 4864.2661 | 5104.785 | -4864.2661 | 9900 | 0 | -5296.2028 | 0.99
2016-07-02 16:00 | 180000 | 50 | 0 | 200.4 | 150.4 | 200.4 | 560.32 | 4532.1483 | 240.519 | 723.481 | 240.519 | 4291.6293 | 4532.1483 | -4291.6293 | 9900 | 0 | -4864.2661 | 0.99
2016-07-02 17:00 | 180000 | 50 | 0 | 200.4 | 150.4 | 200.4 | 560.32 | 3709.8632 | 240.519 | 723.481 | 240.519 | 3469.3442 | 3709.8632 | -3469.3442 | 9900 | 0 | -4291.6293 | 0.99
2016-07-02 18:00 | 180000 | 50 | 0 | 200.4 | 150.4 | 200.4 | 560.32 | 2714.5191 | 240.519 | 723.481 | 240.519 | 2474.0002 | 2714.5191 | -2474.0002 | 9900 | 0 | -3469.3442 | 0.99
2016-07-02 19:00 | 180000 | 50 | -50 | 0 | 150.4 | 0 | 0 | 160.6667 | -723.481 | 723.481 | -723.481 | 884.1477 | 809.0848 | -1532.5659 | 9900 | 0 | -2474.0002 | 0.99
2016-07-02 20:00 | 179950 | 50 | -50 | 0 | 0 | 0 | 0 | 160.6667 | 0 | 0 | 0 | 160.6667 | 628.7072 | -628.7072 | 9900 | 0 | -1532.5659 | 0.99
2016-07-02 21:00 | 179900 | 50 | -50 | 0 | 0 | 0 | 0 | 160.6667 | 0 | 0 | 0 | 160.6667 | 731.7027 | -731.7027 | 9900 | 0 | -628.7072 | 0.99
2016-07-02 22:00 | 179850 | 50 | 150 | 200.4 | 0 | 200.4 | 560.32 | 995.8478 | 964 | 0 | 964 | 31.8478 | 995.8478 | -31.8478 | 9900 | 0 | -731.7027 | 0.99
2016-07-02 23:00 | 180000 | 50 | -50 | 0 | 0.4 | 0 | 0 | 160.6667 | -1.9242 | 1.9242 | -1.9242 | 162.5908 | 914.3939 | -916.3181 | 9900 | 0 | -31.8478 | 0.99
2016-07-03 | 179950 | 50 | -50 | 0 | 0 | 0 | 0 | 160.6667 | 0 | 0 | 0 | 160.6667 | 830.6277 | -830.6277 | 9900 | 0 | -916.3181 | 0.99
2016-07-03 01:00 | 179900 | 50 | -50 | 0 | 0 | 0 | 0 | 160.6667 | 0 | 0 | 0 | 160.6667 | 852.6277 | -852.6277 | 9900 | 0 | -830.6277 | 0.99
2016-07-03 02:00 | 179850 | 50 | -50 | 0 | 0 | 0 | 0 | 160.6667 | 0 | 0 | 0 | 160.6667 | 827.5498 | -827.5498 | 9900 | 0 | -852.6277 | 0.99
2016-07-03 03:00 | 179800 | 50 | -50 | 0 | 0 | 0 | 0 | 160.6667 | 0 | 0 | 0 | 160.6667 | 841.5887 | -841.5887 | 9900 | 0 | -827.5498 | 0.99
2016-07-03 04:00 | 179750 | 50 | -50 | 0 | 0 | 0 | 0 | 160.6667 | 0 | 0 | 0 | 160.6667 | 770.5087 | -770.5087 | 9900 | 0 | -841.5887 | 0.99
2016-07-03 05:00 | 179700 | 50 | -50 | 0 | 0 | 0 | 0 | 160.6667 | 0 | 0 | 0 | 160.6667 | 672.3977 | -672.3977 | 9900 | 0 | -770.5087 | 0.99
2016-07-03 06:00 | 179650 | 50 | -50 | 0 | 0 | 0 | 0 | 160.6667 | 0 | 0 | 0 | 160.6667 | 715.6436 | -715.6436 | 9900 | 0 | -672.3977 | 0.99
2016-07-03 07:00 | 179600 | 50 | 150.4 | 200.4 | 0 | 200.4 | 560.32 | 1790.283 | 964 | 0 | 964 | 826.283 | 1790.283 | -826.283 | 9900 | 0 | -715.6436 | 0.99
2016-07-03 08:00 | 179750.4 | 50 | 150.4 | 200.4 | 0 | 200.4 | 560.32 | 2808.2188 | 964 | 0 | 964 | 1844.2188 | 2808.2188 | -1844.2188 | 9900 | 0 | -826.283 | 0.99
2016-07-03 09:00 | 179900.8 | 50 | 99.2 | 200.4 | 0 | 200.4 | 560.32 | 3759.2184 | 964 | 0 | 964 | 2795.2184 | 3759.2184 | -2795.2184 | 9900 | 0 | -1844.2188 | 0.99
2016-07-03 10:00 | 180000 | 50 | 0 | 200.4 | 51.2 | 200.4 | 560.32 | 4526.2295 | 717.7086 | 246.2914 | 717.7086 | 3808.5209 | 4526.2295 | -3808.5209 | 9900 | 0 | -2795.2184 | 0.99
2016-07-03 11:00 | 180000 | 50 | 0 | 200.4 | 150.4 | 200.4 | 560.32 | 5145.6833 | 240.519 | 723.481 | 240.519 | 4905.1643 | 5145.6833 | -4905.1643 | 9900 | 0 | -3808.5209 | 0.99
2016-07-03 12:00 | 180000 | 50 | 0 | 200.4 | 150.4 | 200.4 | 560.32 | 5579.6484 | 240.519 | 723.481 | 240.519 | 5339.1295 | 5579.6484 | -5339.1295 | 9900 | 0 | -4905.1643 | 0.99
2016-07-03 13:00 | 180000 | 50 | 0 | 200.4 | 150.4 | 200.4 | 560.32 | 5702.9387 | 240.519 | 723.481 | 240.519 | 5462.4197 | 5702.9387 | -5462.4197 | 9900 | 0 | -5339.1295 | 0.99
2016-07-03 14:00 | 180000 | 50 | 0 | 200.4 | 150.4 | 200.4 | 560.32 | 5544.7738 | 240.519 | 723.481 | 240.519 | 5304.2548 | 5544.7738 | -5304.2548 | 9900 | 0 | -5462.4197 | 0.99
2016-07-03 15:00 | 180000 | 50 | 0 | 200.4 | 150.4 | 200.4 | 560.32 | 5148.5804 | 240.519 | 723.481 | 240.519 | 4908.0615 | 5148.5804 | -4908.0615 | 9900 | 0 | -5304.2548 | 0.99
2016-07-03 16:00 | 180000 | 50 | 0 | 200.4 | 150.4 | 200.4 | 560.32 | 4511.3738 | 240.519 | 723.481 | 240.519 | 4270.8549 | 4511.3738 | -4270.8549 | 9900 | 0 | -4908.0615 | 0.99
2016-07-03 17:00 | 180000 | 50 | 0 | 200.4 | 150.4 | 200.4 | 560.32 | 3617.0361 | 240.519 | 723.481 | 240.519 | 3376.5171 | 3617.0361 | -3376.5171 | 9900 | 0 | -4270.8549 | 0.99
2016-07-03 18:00 | 180000 | 50 | 0 | 200.4 | 150.4 | 200.4 | 560.32 | 2610.0895 | 240.519 | 723.481 | 240.519 | 2369.5706 | 2610.0895 | -2369.5706 | 9900 | 0 | -3376.5171 | 0.99
2016-07-03 19:00 | 180000 | 50 | 0 | 200.4 | 150.4 | 200.4 | 560.32 | 1532.6618 | 240.519 | 723.481 | 240.519 | 1292.1428 | 1532.6618 | -1292.1428 | 9900 | 0 | -2369.5706 | 0.99
2016-07-03 20:00 | 180000 | 50 | -16.6 | 33.4 | 150.4 | 33.4 | 93.3867 | 160.6667 | -562.8144 | 723.481 | -562.8144 | 723.481 | 478.1633 | -1040.9777 | 9900 | 0 | -1292.1428 | 0.99
2016-07-03 21:00 | 179983.4 | 50 | -16.6 | 33.4 | 0 | 33.4 | 93.3867 | 160.6667 | 160.6667 | 0 | 160.6667 | 0 | 376.3017 | -215.6351 | 9900 | 0 | -1040.9777 | 0.99
2016-07-03 22:00 | 179966.8 | 50 | -16.6 | 33.4 | 0 | 33.4 | 93.3867 | 160.6667 | 160.6667 | 0 | 160.6667 | 0 | 335.7492 | -175.0825 | 9900 | 0 | -215.6351 | 0.99
2016-07-03 23:00 | 179950.2 | 50 | -16.6 | 33.4 | 0 | 33.4 | 93.3867 | 160.6667 | 160.6667 | 0 | 160.6667 | 0 | 341.0654 | -180.3987 | 9900 | 0 | -175.0825 | 0.99
2016-07-04 | 179933.6 | 50 | -16.6 | 33.4 | 0 | 33.4 | 93.3867 | 160.6667 | 160.6667 | 0 | 160.6667 | 0 | 388.6787 | -228.012 | 9900 | 0 | -180.3987 | 0.99
2016-07-04 01:00 | 179917 | 50 | -16.6 | 33.4 | 0 | 33.4 | 93.3867 | 160.6667 | 160.6667 | 0 | 160.6667 | 0 | 304.7926 | -144.126 | 9900 | 0 | -228.012 | 0.99
2016-07-04 02:00 | 179900.4 | 50 | -16.6 | 33.4 | 0 | 33.4 | 93.3867 | 160.6667 | 160.6667 | 0 | 160.6667 | 0 | 316.0583 | -155.3916 | 9900 | 0 | -144.126 | 0.99
2016-07-04 03:00 | 179883.8 | 50 | -16.6 | 33.4 | 0 | 33.4 | 93.3867 | 160.6667 | 160.6667 | 0 | 160.6667 | 0 | 248.1347 | -87.4681 | 9900 | 0 | -155.3916 | 0.99
2016-07-04 04:00 | 179867.2 | 50 | -16.6 | 33.4 | 0 | 33.4 | 93.3867 | 160.6667 | 160.6667 | 0 | 160.6667 | 0 | 333.2543 | -172.5876 | 9900 | 0 | -87.4681 | 0.99
2016-07-04 05:00 | 179850.6 | 50 | -16.6 | 33.4 | 0 | 33.4 | 93.3867 | 160.6667 | 160.6667 | 0 | 160.6667 | 0 | 320.2229 | -159.5563 | 9900 | 0 | -172.5876 | 0.99
2016-07-04 06:00 | 179834 | 50 | -16.6 | 33.4 | 0 | 33.4 | 93.3867 | 160.6667 | 160.6667 | 0 | 160.6667 | 0 | 150.2684 | 10.3983 | 9900 | 0 | -159.5563 | 0.99
2016-07-04 07:00 | 179817.4 | 50 | 150.4 | 200.4 | 0 | 200.4 | 560.32 | 1163.2148 | 964 | 0 | 964 | 199.2148 | 1163.2148 | -199.2148 | 9890.6416 | 10.3983 | 0 | 0.98906
2016-07-04 08:00 | 179967.8 | 50 | 32.2 | 200.4 | 0 | 200.4 | 560.32 | 2258.1456 | 964 | 0 | 964 | 1294.1456 | 2258.1456 | -1294.1456 | 9900 | -10.3983 | -209.6131 | 0.99
2016-07-04 09:00 | 180000 | 50 | 0 | 200.4 | 118.2 | 200.4 | 560.32 | 3145.3476 | 395.4132 | 568.5868 | 395.4132 | 2749.9344 | 3145.3476 | -2749.9344 | 9900 | 0 | -1294.1456 | 0.99
2016-07-04 10:00 | 180000 | 50 | 0 | 200.4 | 150.4 | 200.4 | 560.32 | 4067.7974 | 240.519 | 723.481 | 240.519 | 3827.2785 | 4067.7974 | -3827.2785 | 9900 | 0 | -2749.9344 | 0.99
2016-07-04 11:00 | 180000 | 50 | 0 | 200.4 | 150.4 | 200.4 | 560.32 | 4730.2781 | 240.519 | 723.481 | 240.519 | 4489.7591 | 4730.2781 | -4489.7591 | 9900 | 0 | -3827.2785 | 0.99
2016-07-04 12:00 | 180000 | 50 | 0 | 200.4 | 150.4 | 200.4 | 560.32 | 5080.038 | 240.519 | 723.481 | 240.519 | 4839.519 | 5080.038 | -4839.519 | 9900 | 0 | -4489.7591 | 0.99
2016-07-04 13:00 | 180000 | 50 | 0 | 200.4 | 150.4 | 200.4 | 560.32 | 4955.7237 | 240.519 | 723.481 | 240.519 | 4715.2047 | 4955.7237 | -4715.2047 | 9900 | 0 | -4839.519 | 0.99
2016-07-04 14:00 | 180000 | 50 | 0 | 200.4 | 150.4 | 200.4 | 560.32 | 4943.2365 | 240.519 | 723.481 | 240.519 | 4702.7175 | 4943.2365 | -4702.7175 | 9900 | 0 | -4715.2047 | 0.99
2016-07-04 15:00 | 180000 | 50 | 0 | 200.4 | 150.4 | 200.4 | 560.32 | 4600.8021 | 240.519 | 723.481 | 240.519 | 4360.2831 | 4600.8021 | -4360.2831 | 9900 | 0 | -4702.7175 | 0.99
2016-07-04 16:00 | 180000 | 50 | 0 | 200.4 | 150.4 | 200.4 | 560.32 | 3631.7708 | 240.519 | 723.481 | 240.519 | 3391.2518 | 3631.7708 | -3391.2518 | 9900 | 0 | -4360.2831 | 0.99
2016-07-04 17:00 | 180000 | 50 | 0 | 200.4 | 150.4 | 200.4 | 560.32 | 2751.0251 | 240.519 | 723.481 | 240.519 | 2510.5061 | 2751.0251 | -2510.5061 | 9900 | 0 | -3391.2518 | 0.99
2016-07-04 18:00 | 180000 | 50 | 0 | 200.4 | 150.4 | 200.4 | 560.32 | 1802.1057 | 240.519 | 723.481 | 240.519 | 1561.5868 | 1802.1057 | -1561.5868 | 9900 | 0 | -2510.5061 | 0.99
2016-07-04 19:00 | 180000 | 50 | -50 | 0 | 150.4 | 0 | 0 | 160.6667 | -723.481 | 723.481 | -723.481 | 884.1477 | 806.319 | -1529.8 | 9900 | 0 | -1561.5868 | 0.99
2016-07-04 20:00 | 179950 | 50 | -16.6 | 33.4 | 0 | 33.4 | 93.3867 | 160.6667 | 160.6667 | 0 | 160.6667 | 0 | 5.0632 | 155.6035 | 9900 | 0 | -1529.8 | 0.99
2016-07-04 21:00 | 179933.4 | 50 | -16.6 | 33.4 | 0 | 33.4 | 93.3867 | 160.6667 | 160.6667 | 0 | 160.6667 | 0 | 0.8381 | 159.8286 | 9759.9569 | 155.6035 | 0 | 0.976
2016-07-04 22:00 | 179916.8 | 50 | -16.6 | 33.4 | 0 | 33.4 | 93.3867 | 160.6667 | 160.6667 | 0 | 160.6667 | 0 | 0.52179 | 160.1449 | 9616.1112 | 159.8286 | 0 | 0.96161
2016-07-04 23:00 | 179900.2 | 50 | -16.6 | 33.4 | 0 | 33.4 | 93.3867 | 160.6667 | 160.6667 | 0 | 160.6667 | 0 | 0.76912 | 159.8975 | 9471.9808 | 160.1449 | 0 | 0.9472
2016-07-05 | 179883.6 | 50 | -16.6 | 33.4 | 0 | 33.4 | 93.3867 | 160.6667 | 160.6667 | 0 | 160.6667 | 0 | 1.4649 | 159.2017 | 9328.073 | 159.8975 | 0 | 0.93281
2016-07-05 01:00 | 179867 | 50 | -16.6 | 33.4 | 0 | 33.4 | 93.3867 | 160.6667 | 160.6667 | 0 | 160.6667 | 0 | 7.185 | 153.4817 | 9184.7914 | 159.2017 | 0 | 0.91848
2016-07-05 02:00 | 179850.4 | 50 | -16.6 | 33.4 | 0 | 33.4 | 93.3867 | 160.6667 | 160.6667 | 0 | 160.6667 | 0 | 0.57864 | 160.088 | 9046.6579 | 153.4817 | 0 | 0.90467
2016-07-05 03:00 | 179833.8 | 50 | -16.6 | 33.4 | 0 | 33.4 | 93.3867 | 160.6667 | 160.6667 | 0 | 160.6667 | 0 | 0.53218 | 160.1345 | 8902.5787 | 160.088 | 0 | 0.89026
2016-07-05 04:00 | 179817.2 | 50 | -16.6 | 33.4 | 0 | 33.4 | 93.3867 | 160.6667 | 160.6667 | 0 | 160.6667 | 0 | 0.27922 | 160.3874 | 8758.4577 | 160.1345 | 0 | 0.87585
2016-07-05 05:00 | 179800.6 | 50 | -16.6 | 33.4 | 0 | 33.4 | 93.3867 | 160.6667 | 160.6667 | 0 | 160.6667 | 0 | 3.5683 | 157.0984 | 8614.109 | 160.3874 | 0 | 0.86141
2016-07-05 06:00 | 179784 | 50 | -16.6 | 33.4 | 0 | 33.4 | 93.3867 | 160.6667 | 160.6667 | 0 | 160.6667 | 0 | 2.0329 | 158.6338 | 8472.7204 | 157.0984 | 0 | 0.84727
2016-07-05 07:00 | 179767.4 | 50 | -50 | 0 | 0 | 0 | 0 | 160.6667 | 0 | 0 | 0 | 160.6667 | 924.6321 | -924.6321 | 8329.95 | 158.6338 | 0 | 0.83299
2016-07-05 08:00 | 179717.4 | 50 | 150.4 | 200.4 | 0 | 200.4 | 560.32 | 1923.2831 | 964 | 0 | 964 | 959.2831 | 1923.2831 | -959.2831 | 9162.1189 | -924.6321 | 0 | 0.91621
2016-07-05 09:00 | 179867.8 | 50 | 132.2 | 200.4 | 0 | 200.4 | 560.32 | 2849.118 | 964 | 0 | 964 | 1885.118 | 2849.118 | -1885.118 | 9900 | -819.8679 | -1779.151 | 0.99
2016-07-05 10:00 | 180000 | 50 | 0 | 200.4 | 18.2 | 200.4 | 560.32 | 3643.0019 | 876.4511 | 87.5489 | 876.4511 | 2766.5508 | 3643.0019 | -2766.5508 | 9900 | 0 | -1885.118 | 0.99
2016-07-05 11:00 | 180000 | 50 | 0 | 200.4 | 150.4 | 200.4 | 560.32 | 4256.9245 | 240.519 | 723.481 | 240.519 | 4016.4055 | 4256.9245 | -4016.4055 | 9900 | 0 | -2766.5508 | 0.99
2016-07-05 12:00 | 180000 | 50 | 0 | 200.4 | 150.4 | 200.4 | 560.32 | 4621.4152 | 240.519 | 723.481 | 240.519 | 4380.8962 | 4621.4152 | -4380.8962 | 9900 | 0 | -4016.4055 | 0.99
2016-07-05 13:00 | 180000 | 50 | 0 | 200.4 | 150.4 | 200.4 | 560.32 | 4740.9117 | 240.519 | 723.481 | 240.519 | 4500.3927 | 4740.9117 | -4500.3927 | 9900 | 0 | -4380.8962 | 0.99
2016-07-05 14:00 | 180000 | 50 | 0 | 200.4 | 150.4 | 200.4 | 560.32 | 4601.7398 | 240.519 | 723.481 | 240.519 | 4361.2208 | 4601.7398 | -4361.2208 | 9900 | 0 | -4500.3927 | 0.99
2016-07-05 15:00 | 180000 | 50 | 0 | 200.4 | 150.4 | 200.4 | 560.32 | 3590.7185 | 240.519 | 723.481 | 240.519 | 3350.1996 | 3590.7185 | -3350.1996 | 9900 | 0 | -4361.2208 | 0.99
2016-07-05 16:00 | 180000 | 50 | 0 | 200.4 | 150.4 | 200.4 | 560.32 | 3601.2596 | 240.519 | 723.481 | 240.519 | 3360.7406 | 3601.2596 | -3360.7406 | 9900 | 0 | -3350.1996 | 0.99
2016-07-05 17:00 | 180000 | 50 | 0 | 200.4 | 150.4 | 200.4 | 560.32 | 2743.0023 | 240.519 | 723.481 | 240.519 | 2502.4833 | 2743.0023 | -2502.4833 | 9900 | 0 | -3360.7406 | 0.99
2016-07-05 18:00 | 180000 | 50 | 0 | 200.4 | 150.4 | 200.4 | 560.32 | 1790.5606 | 240.519 | 723.481 | 240.519 | 1550.0417 | 1790.5606 | -1550.0417 | 9900 | 0 | -2502.4833 | 0.99
2016-07-05 19:00 | 180000 | 50 | -50 | 0 | 150.4 | 0 | 0 | 160.6667 | -723.481 | 723.481 | -723.481 | 884.1477 | 793.5352 | -1517.0162 | 9900 | 0 | -1550.0417 | 0.99
2016-07-05 20:00 | 179950 | 50 | -16.6 | 33.4 | 0 | 33.4 | 93.3867 | 160.6667 | 160.6667 | 0 | 160.6667 | 0 | 4.3209 | 156.3457 | 9900 | 0 | -1517.0162 | 0.99
2016-07-05 21:00 | 179933.4 | 50 | -16.6 | 33.4 | 0 | 33.4 | 93.3867 | 160.6667 | 160.6667 | 0 | 160.6667 | 0 | 14.0241 | 146.6426 | 9759.2888 | 156.3457 | 0 | 0.97593
2016-07-05 22:00 | 179916.8 | 50 | -16.6 | 33.4 | 0 | 33.4 | 93.3867 | 160.6667 | 160.6667 | 0 | 160.6667 | 0 | 61.8839 | 98.7827 | 9627.3105 | 146.6426 | 0 | 0.96273
2016-07-05 23:00 | 179900.2 | 50 | -16.6 | 33.4 | 0 | 33.4 | 93.3867 | 160.6667 | 160.6667 | 0 | 160.6667 | 0 | 198.842 | -38.1753 | 9538.406 | 98.7827 | 0 | 0.95384
2016-07-06 | 179883.6 | 50 | -16.6 | 33.4 | 0 | 33.4 | 93.3867 | 160.6667 | 160.6667 | 0 | 160.6667 | 0 | 59.7397 | 100.927 | 9572.7638 | -38.1753 | 0 | 0.95728
2016-07-06 01:00 | 179867 | 50 | -16.6 | 33.4 | 0 | 33.4 | 93.3867 | 160.6667 | 160.6667 | 0 | 160.6667 | 0 | 0.18831 | 160.4784 | 9481.9295 | 100.927 | 0 | 0.94819
2016-07-06 02:00 | 179850.4 | 50 | -16.6 | 33.4 | 0 | 33.4 | 93.3867 | 160.6667 | 160.6667 | 0 | 160.6667 | 0 | 0.45556 | 160.2111 | 9337.499 | 160.4784 | 0 | 0.93375
2016-07-06 03:00 | 179833.8 | 50 | -16.6 | 33.4 | 0 | 33.4 | 93.3867 | 160.6667 | 160.6667 | 0 | 160.6667 | 0 | 0.25685 | 160.4098 | 9193.309 | 160.2111 | 0 | 0.91933
2016-07-06 04:00 | 179817.2 | 50 | -16.6 | 33.4 | 0 | 33.4 | 93.3867 | 160.6667 | 160.6667 | 0 | 160.6667 | 0 | 1.5227 | 159.144 | 9048.9402 | 160.4098 | 0 | 0.90489
2016-07-06 05:00 | 179800.6 | 50 | -16.6 | 33.4 | 0 | 33.4 | 93.3867 | 160.6667 | 160.6667 | 0 | 160.6667 | 0 | 2.6828 | 157.9838 | 8905.7106 | 159.144 | 0 | 0.89057
2016-07-06 06:00 | 179784 | 50 | -50 | 0 | 0 | 0 | 0 | 160.6667 | 0 | 0 | 0 | 160.6667 | 3.3628 | -3.3628 | 8763.5251 | 157.9838 | 0 | 0.87635
2016-07-06 07:00 | 179734 | 50 | -50 | 0 | 0 | 0 | 0 | 160.6667 | 0 | 0 | 0 | 160.6667 | 862.2989 | -862.2989 | 8766.5516 | -3.3628 | 0 | 0.87666
2016-07-06 08:00 | 179684 | 50 | 150.4 | 200.4 | 0 | 200.4 | 560.32 | 2038.7481 | 964 | 0 | 964 | 1074.7481 | 2038.7481 | -1074.7481 | 9542.6206 | -862.2989 | 0 | 0.95426
2016-07-06 09:00 | 179834.4 | 50 | 150.4 | 200.4 | 0 | 200.4 | 560.32 | 3675.5298 | 964 | 0 | 964 | 2711.5298 | 3675.5298 | -2711.5298 | 9900 | -397.0882 | -1471.8363 | 0.99
2016-07-06 10:00 | 179984.8 | 50 | 15.2 | 200.4 | 0 | 200.4 | 560.32 | 4393.5764 | 964 | 0 | 964 | 3429.5764 | 4393.5764 | -3429.5764 | 9900 | 0 | -2711.5298 | 0.99
2016-07-06 11:00 | 180000 | 50 | 0 | 200.4 | 135.2 | 200.4 | 560.32 | 5205.1929 | 313.6367 | 650.3633 | 313.6367 | 4891.5562 | 5205.1929 | -4891.5562 | 9900 | 0 | -3429.5764 | 0.99
2016-07-06 12:00 | 180000 | 50 | 0 | 200.4 | 150.4 | 200.4 | 560.32 | 5563.6517 | 240.519 | 723.481 | 240.519 | 5323.1327 | 5563.6517 | -5323.1327 | 9900 | 0 | -4891.5562 | 0.99
2016-07-06 13:00 | 180000 | 50 | 0 | 200.4 | 150.4 | 200.4 | 560.32 | 5700.7267 | 240.519 | 723.481 | 240.519 | 5460.2077 | 5700.7267 | -5460.2077 | 9900 | 0 | -5323.1327 | 0.99
2016-07-06 14:00 | 180000 | 50 | 0 | 200.4 | 150.4 | 200.4 | 560.32 | 5550.002 | 240.519 | 723.481 | 240.519 | 5309.483 | 5550.002 | -5309.483 | 9900 | 0 | -5460.2077 | 0.99
2016-07-06 15:00 | 180000 | 50 | 0 | 200.4 | 150.4 | 200.4 | 560.32 | 5160.4577 | 240.519 | 723.481 | 240.519 | 4919.9387 | 5160.4577 | -4919.9387 | 9900 | 0 | -5309.483 | 0.99
2016-07-06 16:00 | 180000 | 50 | 0 | 200.4 | 150.4 | 200.4 | 560.32 | 4020.0665 | 240.519 | 723.481 | 240.519 | 3779.5475 | 4020.0665 | -3779.5475 | 9900 | 0 | -4919.9387 | 0.99
2016-07-06 17:00 | 180000 | 50 | 0 | 200.4 | 150.4 | 200.4 | 560.32 | 2949.951 | 240.519 | 723.481 | 240.519 | 2709.4321 | 2949.951 | -2709.4321 | 9900 | 0 | -3779.5475 | 0.99
2016-07-06 18:00 | 180000 | 50 | 0 | 200.4 | 150.4 | 200.4 | 560.32 | 2695.1884 | 240.519 | 723.481 | 240.519 | 2454.6694 | 2695.1884 | -2454.6694 | 9900 | 0 | -2709.4321 | 0.99
2016-07-06 19:00 | 180000 | 50 | 0 | 200.4 | 150.4 | 200.4 | 560.32 | 1766.2087 | 240.519 | 723.481 | 240.519 | 1525.6897 | 1766.2087 | -1525.6897 | 9900 | 0 | -2454.6694 | 0.99
2016-07-06 20:00 | 180000 | 50 | -50 | 0 | 150.4 | 0 | 0 | 160.6667 | -723.481 | 723.481 | -723.481 | 884.1477 | 862.1342 | -1585.6152 | 9900 | 0 | -1525.6897 | 0.99
2016-07-06 21:00 | 179950 | 50 | -16.6 | 33.4 | 0 | 33.4 | 93.3867 | 160.6667 | 160.6667 | 0 | 160.6667 | 0 | 107.9711 | 52.6955 | 9900 | 0 | -1585.6152 | 0.99
2016-07-06 22:00 | 179933.4 | 50 | -50 | 0 | 0 | 0 | 0 | 160.6667 | 0 | 0 | 0 | 160.6667 | 911.5909 | -911.5909 | 9852.574 | 52.6955 | 0 | 0.98526
2016-07-06 23:00 | 179883.4 | 50 | 116.6 | 200.4 | 0 | 200.4 | 560.32 | 1000 | 964 | 0 | 964 | 36 | 1000 | -36 | 9900 | -52.6955 | -964.2864 | 0.99
2016-07-07 | 180000 | 50 | 0 | 200.4 | 33.8 | 200.4 | 560.32 | 1000 | 801.4092 | 162.5908 | 801.4092 | 198.5908 | 1000 | -198.5908 | 9900 | 0 | -36 | 0.99
2016-07-07 01:00 | 180000 | 50 | 0 | 200.4 | 150.4 | 200.4 | 560.32 | 1000 | 240.519 | 723.481 | 240.519 | 759.481 | 1000 | -759.481 | 9900 | 0 | -198.5908 | 0.99
2016-07-07 02:00 | 180000 | 50 | 0 | 200.4 | 150.4 | 200.4 | 560.32 | 1000 | 240.519 | 723.481 | 240.519 | 759.481 | 1000 | -759.481 | 9900 | 0 | -759.481 | 0.99
2016-07-07 03:00 | 180000 | 50 | 0 | 200.4 | 150.4 | 200.4 | 560.32 | 1000 | 240.519 | 723.481 | 240.519 | 759.481 | 1000 | -759.481 | 9900 | 0 | -759.481 | 0.99
2016-07-07 04:00 | 180000 | 50 | 0 | 200.4 | 150.4 | 200.4 | 560.32 | 1000 | 240.519 | 723.481 | 240.519 | 759.481 | 1000 | -759.481 | 9900 | 0 | -759.481 | 0.99
2016-07-07 05:00 | 180000 | 50 | 0 | 200.4 | 150.4 | 200.4 | 560.32 | 1000 | 240.519 | 723.481 | 240.519 | 759.481 | 1000 | -759.481 | 9900 | 0 | -759.481 | 0.99
2016-07-07 06:00 | 180000 | 50 | 0 | 200.4 | 150.4 | 200.4 | 560.32 | 999.2511 | 240.519 | 723.481 | 240.519 | 758.7321 | 999.2511 | -758.7321 | 9900 | 0 | -759.481 | 0.99
2016-07-07 07:00 | 180000 | 50 | 0 | 200.4 | 150.4 | 200.4 | 560.32 | 1911.3162 | 240.519 | 723.481 | 240.519 | 1670.7973 | 1911.3162 | -1670.7973 | 9900 | 0 | -758.7321 | 0.99
2016-07-07 08:00 | 180000 | 50 | 0 | 200.4 | 150.4 | 200.4 | 560.32 | 2910.9043 | 240.519 | 723.481 | 240.519 | 2670.3853 | 2910.9043 | -2670.3853 | 9900 | 0 | -1670.7973 | 0.99
2016-07-07 09:00 | 180000 | 50 | 0 | 200.4 | 150.4 | 200.4 | 560.32 | 3837.9992 | 240.519 | 723.481 | 240.519 | 3597.4803 | 3837.9992 | -3597.4803 | 9900 | 0 | -2670.3853 | 0.99
2016-07-07 10:00 | 180000 | 50 | 0 | 200.4 | 150.4 | 200.4 | 560.32 | 4629.421 | 240.519 | 723.481 | 240.519 | 4388.9021 | 4629.421 | -4388.9021 | 9900 | 0 | -3597.4803 | 0.99
2016-07-07 11:00 | 180000 | 50 | 0 | 200.4 | 150.4 | 200.4 | 560.32 | 5231.2356 | 240.519 | 723.481 | 240.519 | 4990.7167 | 5231.2356 | -4990.7167 | 9900 | 0 | -4388.9021 | 0.99
2016-07-07 12:00 | 180000 | 50 | 0 | 200.4 | 150.4 | 200.4 | 560.32 | 5602.4304 | 240.519 | 723.481 | 240.519 | 5361.9114 | 5602.4304 | -5361.9114 | 9900 | 0 | -4990.7167 | 0.99
2016-07-07 13:00 | 180000 | 50 | 0 | 200.4 | 150.4 | 200.4 | 560.32 | 5717.7089 | 240.519 | 723.481 | 240.519 | 5477.19 | 5717.7089 | -5477.19 | 9900 | 0 | -5361.9114 | 0.99
2016-07-07 14:00 | 180000 | 50 | 0 | 200.4 | 150.4 | 200.4 | 560.32 | 5569.2152 | 240.519 | 723.481 | 240.519 | 5328.6963 | 5569.2152 | -5328.6963 | 9900 | 0 | -5477.19 | 0.99
2016-07-07 15:00 | 180000 | 50 | 0 | 200.4 | 150.4 | 200.4 | 560.32 | 5167.0689 | 240.519 | 723.481 | 240.519 | 4926.55 | 5167.0689 | -4926.55 | 9900 | 0 | -5328.6963 | 0.99
2016-07-07 16:00 | 180000 | 50 | 0 | 200.4 | 150.4 | 200.4 | 560.32 | 4024.3055 | 240.519 | 723.481 | 240.519 | 3783.7865 | 4024.3055 | -3783.7865 | 9900 | 0 | -4926.55 | 0.99
2016-07-07 17:00 | 180000 | 50 | 0 | 200.4 | 150.4 | 200.4 | 560.32 | 3726.8592 | 240.519 | 723.481 | 240.519 | 3486.3403 | 3726.8592 | -3486.3403 | 9900 | 0 | -3783.7865 | 0.99
2016-07-07 18:00 | 180000 | 50 | 0 | 200.4 | 150.4 | 200.4 | 560.32 | 2786.9437 | 240.519 | 723.481 | 240.519 | 2546.4248 | 2786.9437 | -2546.4248 | 9900 | 0 | -3486.3403 | 0.99
2016-07-07 19:00 | 180000 | 50 | 0 | 200.4 | 150.4 | 200.4 | 560.32 | 1782.9828 | 240.519 | 723.481 | 240.519 | 1542.4639 | 1782.9828 | -1542.4639 | 9900 | 0 | -2546.4248 | 0.99
2016-07-07 20:00 | 180000 | 50 | 0 | 200.4 | 150.4 | 200.4 | 560.32 | 1000 | 240.519 | 723.481 | 240.519 | 759.481 | 1000 | -759.481 | 9900 | 0 | -1542.4639 | 0.99
2016-07-07 21:00 | 180000 | 50 | 0 | 200.4 | 150.4 | 200.4 | 560.32 | 1000 | 240.519 | 723.481 | 240.519 | 759.481 | 1000 | -759.481 | 9900 | 0 | -759.481 | 0.99
2016-07-07 22:00 | 180000 | 50 | 0 | 200.4 | 150.4 | 200.4 | 560.32 | 1000 | 240.519 | 723.481 | 240.519 | 759.481 | 1000 | -759.481 | 9900 | 0 | -759.481 | 0.99
2016-07-07 23:00 | 180000 | 50 | 0 | 200.4 | 150.4 | 200.4 | 560.32 | 1000 | 240.519 | 723.481 | 240.519 | 759.481 | 1000 | -759.481 | 9900 | 0 | -759.481 | 0.99
2016-07-08 | 180000 | 50 | 0 | 200.4 | 150.4 | 200.4 | 560.32 | 1000 | 240.519 | 723.481 | 240.519 | 759.481 | 1000 | -759.481 | 9900 | 0 | -759.481 | 0.99
2016-07-08 01:00 | 180000 | 50 | 0 | 200.4 | 150.4 | 200.4 | 560.32 | 999.8644 | 240.519 | 723.481 | 240.519 | 759.3454 | 999.8644 | -759.3454 | 9900 | 0 | -759.481 | 0.99
2016-07-08 02:00 | 180000 | 50 | 0 | 200.4 | 150.4 | 200.4 | 560.32 | 996.5404 | 240.519 | 723.481 | 240.519 | 756.0214 | 996.5404 | -756.0214 | 9900 | 0 | -759.3454 | 0.99
2016-07-08 03:00 | 180000 | 50 | 0 | 200.4 | 150.4 | 200.4 | 560.32 | 971.8023 | 240.519 | 723.481 | 240.519 | 731.2833 | 971.8023 | -731.2833 | 9900 | 0 | -756.0214 | 0.99
2016-07-08 04:00 | 180000 | 50 | -50 | 0 | 150.4 | 0 | 0 | 160.6667 | -723.481 | 723.481 | -723.481 | 884.1477 | 942.0454 | -1665.5265 | 9900 | 0 | -731.2833 | 0.99
2016-07-08 05:00 | 179950 | 50 | -50 | 0 | 0 | 0 | 0 | 160.6667 | 0 | 0 | 0 | 160.6667 | 923.3874 | -923.3874 | 9900 | 0 | -1665.5265 | 0.99
2016-07-08 06:00 | 179900 | 50 | 100 | 200.4 | 0 | 200.4 | 560.32 | 995.7273 | 964 | 0 | 964 | 31.7273 | 995.7273 | -31.7273 | 9900 | 0 | -923.3874 | 0.99
2016-07-08 07:00 | 180000 | 50 | 0 | 200.4 | 50.4 | 200.4 | 560.32 | 1904.4566 | 721.5569 | 242.4431 | 721.5569 | 1182.8997 | 1904.4566 | -1182.8997 | 9900 | 0 | -31.7273 | 0.99
2016-07-08 08:00 | 180000 | 50 | 0 | 200.4 | 150.4 | 200.4 | 560.32 | 2904.9982 | 240.519 | 723.481 | 240.519 | 2664.4793 | 2904.9982 | -2664.4793 | 9900 | 0 | -1182.8997 | 0.99
2016-07-08 09:00 | 180000 | 50 | 0 | 200.4 | 150.4 | 200.4 | 560.32 | 3833.1611 | 240.519 | 723.481 | 240.519 | 3592.6422 | 3833.1611 | -3592.6422 | 9900 | 0 | -2664.4793 | 0.99
2016-07-08 10:00 | 180000 | 50 | 0 | 200.4 | 150.4 | 200.4 | 560.32 | 4625.6925 | 240.519 | 723.481 | 240.519 | 4385.1735 | 4625.6925 | -4385.1735 | 9900 | 0 | -3592.6422 | 0.99
2016-07-08 11:00 | 180000 | 50 | 0 | 200.4 | 150.4 | 200.4 | 560.32 | 5228.5827 | 240.519 | 723.481 | 240.519 | 4988.0637 | 5228.5827 | -4988.0637 | 9900 | 0 | -4385.1735 | 0.99
2016-07-08 12:00 | 180000 | 50 | 0 | 200.4 | 150.4 | 200.4 | 560.32 | 5600.7456 | 240.519 | 723.481 | 240.519 | 5360.2267 | 5600.7456 | -5360.2267 | 9900 | 0 | -4988.0637 | 0.99
2016-07-08 13:00 | 180000 | 50 | 0 | 200.4 | 150.4 | 200.4 | 560.32 | 5716.8191 | 240.519 | 723.481 | 240.519 | 5476.3002 | 5716.8191 | -5476.3002 | 9900 | 0 | -5360.2267 | 0.99
2016-07-08 14:00 | 180000 | 50 | 0 | 200.4 | 150.4 | 200.4 | 560.32 | 5568.8929 | 240.519 | 723.481 | 240.519 | 5328.374 | 5568.8929 | -5328.374 | 9900 | 0 | -5476.3002 | 0.99
2016-07-08 15:00 | 180000 | 50 | 0 | 200.4 | 150.4 | 200.4 | 560.32 | 5167.048 | 240.519 | 723.481 | 240.519 | 4926.529 | 5167.048 | -4926.529 | 9900 | 0 | -5328.374 | 0.99
2016-07-08 16:00 | 180000 | 50 | 0 | 200.4 | 150.4 | 200.4 | 560.32 | 4538.6693 | 240.519 | 723.481 | 240.519 | 4298.1503 | 4538.6693 | -4298.1503 | 9900 | 0 | -4926.529 | 0.99
2016-07-08 17:00 | 180000 | 50 | 0 | 200.4 | 150.4 | 200.4 | 560.32 | 3723.4414 | 240.519 | 723.481 | 240.519 | 3482.9224 | 3723.4414 | -3482.9224 | 9900 | 0 | -4298.1503 | 0.99
2016-07-08 18:00 | 180000 | 50 | 0 | 200.4 | 150.4 | 200.4 | 560.32 | 2783.4506 | 240.519 | 723.481 | 240.519 | 2542.9316 | 2783.4506 | -2542.9316 | 9900 | 0 | -3482.9224 | 0.99
2016-07-08 19:00 | 180000 | 50 | 0 | 200.4 | 150.4 | 200.4 | 560.32 | 1781.3872 | 240.519 | 723.481 | 240.519 | 1540.8682 | 1781.3872 | -1540.8682 | 9900 | 0 | -2542.9316 | 0.99
2016-07-08 20:00 | 180000 | 50 | 0 | 200.4 | 150.4 | 200.4 | 560.32 | 1000 | 240.519 | 723.481 | 240.519 | 759.481 | 1000 | -759.481 | 9900 | 0 | -1540.8682 | 0.99
2016-07-08 21:00 | 180000 | 50 | 0 | 200.4 | 150.4 | 200.4 | 560.32 | 968.7367 | 240.519 | 723.481 | 240.519 | 728.2177 | 968.7367 | -728.2177 | 9900 | 0 | -759.481 | 0.99
2016-07-08 22:00 | 180000 | 50 | 0 | 200.4 | 150.4 | 200.4 | 560.32 | 1000 | 240.519 | 723.481 | 240.519 | 759.481 | 1000 | -759.481 | 9900 | 0 | -728.2177 | 0.99
2016-07-08 23:00 | 180000 | 50 | 0 | 200.4 | 150.4 | 200.4 | 560.32 | 1000 | 240.519 | 723.481 | 240.519 | 759.481 | 1000 | -759.481 | 9900 | 0 | -759.481 | 0.99
2016-07-09 | 180000 | 50 | 0 | 200.4 | 150.4 | 200.4 | 560.32 | 1000 | 240.519 | 723.481 | 240.519 | 759.481 | 1000 | -759.481 | 9900 | 0 | -759.481 | 0.99
2016-07-09 01:00 | 180000 | 50 | 0 | 200.4 | 150.4 | 200.4 | 560.32 | 1000 | 240.519 | 723.481 | 240.519 | 759.481 | 1000 | -759.481 | 9900 | 0 | -759.481 | 0.99
2016-07-09 02:00 | 180000 | 50 | 0 | 200.4 | 150.4 | 200.4 | 560.32 | 999.5152 | 240.519 | 723.481 | 240.519 | 758.9962 | 999.5152 | -758.9962 | 9900 | 0 | -759.481 | 0.99
2016-07-09 03:00 | 180000 | 50 | 0 | 200.4 | 150.4 | 200.4 | 560.32 | 1000 | 240.519 | 723.481 | 240.519 | 759.481 | 1000 | -759.481 | 9900 | 0 | -758.9962 | 0.99
2016-07-09 04:00 | 180000 | 50 | 0 | 200.4 | 150.4 | 200.4 | 560.32 | 1000 | 240.519 | 723.481 | 240.519 | 759.481 | 1000 | -759.481 | 9900 | 0 | -759.481 | 0.99
2016-07-09 05:00 | 180000 | 50 | 0 | 200.4 | 150.4 | 200.4 | 560.32 | 998.228 | 240.519 | 723.481 | 240.519 | 757.709 | 998.228 | -757.709 | 9900 | 0 | -759.481 | 0.99
2016-07-09 06:00 | 180000 | 50 | 0 | 200.4 | 150.4 | 200.4 | 560.32 | 1000 | 240.519 | 723.481 | 240.519 | 759.481 | 1000 | -759.481 | 9900 | 0 | -757.709 | 0.99
2016-07-09 07:00 | 180000 | 50 | 0 | 200.4 | 150.4 | 200.4 | 560.32 | 1894.0737 | 240.519 | 723.481 | 240.519 | 1653.5548 | 1894.0737 | -1653.5548 | 9900 | 0 | -759.481 | 0.99
2016-07-09 08:00 | 180000 | 50 | 0 | 200.4 | 150.4 | 200.4 | 560.32 | 2896.4389 | 240.519 | 723.481 | 240.519 | 2655.9199 | 2896.4389 | -2655.9199 | 9900 | 0 | -1653.5548 | 0.99
2016-07-09 09:00 | 180000 | 50 | 0 | 200.4 | 150.4 | 200.4 | 560.32 | 3824.9201 | 240.519 | 723.481 | 240.519 | 3584.4011 | 3824.9201 | -3584.4011 | 9900 | 0 | -2655.9199 | 0.99
2016-07-09 10:00 | 180000 | 50 | 0 | 200.4 | 150.4 | 200.4 | 560.32 | 4616.2404 | 240.519 | 723.481 | 240.519 | 4375.7214 | 4616.2404 | -4375.7214 | 9900 | 0 | -3584.4011 | 0.99
2016-07-09 11:00 | 180000 | 50 | 0 | 200.4 | 150.4 | 200.4 | 560.32 | 5155.615 | 240.519 | 723.481 | 240.519 | 4915.096 | 5155.615 | -4915.096 | 9900 | 0 | -4375.7214 | 0.99
2016-07-09 12:00 | 180000 | 50 | 0 | 200.4 | 150.4 | 200.4 | 560.32 | 5599.0073 | 240.519 | 723.481 | 240.519 | 5358.4884 | 5599.0073 | -5358.4884 | 9900 | 0 | -4915.096 | 0.99
2016-07-09 13:00 | 180000 | 50 | 0 | 200.4 | 150.4 | 200.4 | 560.32 | 4815.5722 | 240.519 | 723.481 | 240.519 | 4575.0532 | 4815.5722 | -4575.0532 | 9900 | 0 | -5358.4884 | 0.99
2016-07-09 14:00 | 180000 | 50 | 0 | 200.4 | 150.4 | 200.4 | 560.32 | 5565.6292 | 240.519 | 723.481 | 240.519 | 5325.1102 | 5565.6292 | -5325.1102 | 9900 | 0 | -4575.0532 | 0.99
2016-07-09 15:00 | 180000 | 50 | 0 | 200.4 | 150.4 | 200.4 | 560.32 | 5164.2724 | 240.519 | 723.481 | 240.519 | 4923.7534 | 5164.2724 | -4923.7534 | 9900 | 0 | -5325.1102 | 0.99
2016-07-09 16:00 | 180000 | 50 | 0 | 200.4 | 150.4 | 200.4 | 560.32 | 4538.464 | 240.519 | 723.481 | 240.519 | 4297.945 | 4538.464 | -4297.945 | 9900 | 0 | -4923.7534 | 0.99
2016-07-09 17:00 | 180000 | 50 | 0 | 200.4 | 150.4 | 200.4 | 560.32 | 3726.0516 | 240.519 | 723.481 | 240.519 | 3485.5327 | 3726.0516 | -3485.5327 | 9900 | 0 | -4297.945 | 0.99
2016-07-09 18:00 | 180000 | 50 | 0 | 200.4 | 150.4 | 200.4 | 560.32 | 2785.003 | 240.519 | 723.481 | 240.519 | 2544.484 | 2785.003 | -2544.484 | 9900 | 0 | -3485.5327 | 0.99
2016-07-09 19:00 | 180000 | 50 | 0 | 200.4 | 150.4 | 200.4 | 560.32 | 1779.449 | 240.519 | 723.481 | 240.519 | 1538.93 | 1779.449 | -1538.93 | 9900 | 0 | -2544.484 | 0.99
2016-07-09 20:00 | 180000 | 50 | 0 | 200.4 | 150.4 | 200.4 | 560.32 | 1000 | 240.519 | 723.481 | 240.519 | 759.481 | 1000 | -759.481 | 9900 | 0 | -1538.93 | 0.99
2016-07-09 21:00 | 180000 | 50 | 0 | 200.4 | 150.4 | 200.4 | 560.32 | 1000 | 240.519 | 723.481 | 240.519 | 759.481 | 1000 | -759.481 | 9900 | 0 | -759.481 | 0.99
2016-07-09 22:00 | 180000 | 50 | 0 | 200.4 | 150.4 | 200.4 | 560.32 | 1000 | 240.519 | 723.481 | 240.519 | 759.481 | 1000 | -759.481 | 9900 | 0 | -759.481 | 0.99
2016-07-09 23:00 | 180000 | 50 | 0 | 200.4 | 150.4 | 200.4 | 560.32 | 1000 | 240.519 | 723.481 | 240.519 | 759.481 | 1000 | -759.481 | 9900 | 0 | -759.481 | 0.99
2016-07-10 | 180000 | 50 | 0 | 200.4 | 150.4 | 200.4 | 560.32 | 1000 | 240.519 | 723.481 | 240.519 | 759.481 | 1000 | -759.481 | 9900 | 0 | -759.481 | 0.99
2016-07-10 01:00 | 180000 | 50 | 0 | 200.4 | 150.4 | 200.4 | 560.32 | 1000 | 240.519 | 723.481 | 240.519 | 759.481 | 1000 | -759.481 | 9900 | 0 | -759.481 | 0.99
2016-07-10 02:00 | 180000 | 50 | 0 | 200.4 | 150.4 | 200.4 | 560.32 | 1000 | 240.519 | 723.481 | 240.519 | 759.481 | 1000 | -759.481 | 9900 | 0 | -759.481 | 0.99
2016-07-10 03:00 | 180000 | 50 | 0 | 200.4 | 150.4 | 200.4 | 560.32 | 1000 | 240.519 | 723.481 | 240.519 | 759.481 | 1000 | -759.481 | 9900 | 0 | -759.481 | 0.99
2016-07-10 04:00 | 180000 | 50 | 0 | 200.4 | 150.4 | 200.4 | 560.32 | 980.8579 | 240.519 | 723.481 | 240.519 | 740.3389 | 980.8579 | -740.3389 | 9900 | 0 | -759.481 | 0.99
2016-07-10 05:00 | 180000 | 50 | -50 | 0 | 150.4 | 0 | 0 | 160.6667 | -723.481 | 723.481 | -723.481 | 884.1477 | 924.7186 | -1648.1997 | 9900 | 0 | -740.3389 | 0.99
2016-07-10 06:00 | 179950 | 50 | 50 | 200.4 | 0 | 200.4 | 560.32 | 995.8268 | 964 | 0 | 964 | 31.8268 | 995.8268 | -31.8268 | 9900 | 0 | -1648.1997 | 0.99
2016-07-10 07:00 | 180000 | 50 | 0 | 200.4 | 100.4 | 200.4 | 560.32 | 1890.3642 | 481.0379 | 482.9621 | 481.0379 | 1409.3263 | 1890.3642 | -1409.3263 | 9900 | 0 | -31.8268 | 0.99
2016-07-10 08:00 | 180000 | 50 | 0 | 200.4 | 150.4 | 200.4 | 560.32 | 2446.5592 | 240.519 | 723.481 | 240.519 | 2206.0403 | 2446.5592 | -2206.0403 | 9900 | 0 | -1409.3263 | 0.99
2016-07-10 09:00 | 180000 | 50 | 0 | 200.4 | 150.4 | 200.4 | 560.32 | 3822.2686 | 240.519 | 723.481 | 240.519 | 3581.7496 | 3822.2686 | -3581.7496 | 9900 | 0 | -2206.0403 | 0.99
2016-07-10 10:00 | 180000 | 50 | 0 | 200.4 | 150.4 | 200.4 | 560.32 | 4618.0989 | 240.519 | 723.481 | 240.519 | 4377.58 | 4618.0989 | -4377.58 | 9900 | 0 | -3581.7496 | 0.99
2016-07-10 11:00 | 180000 | 50 | 0 | 200.4 | 150.4 | 200.4 | 560.32 | 5223.1469 | 240.519 | 723.481 | 240.519 | 4982.6279 | 5223.1469 | -4982.6279 | 9900 | 0 | -4377.58 | 0.99
2016-07-10 12:00 | 180000 | 50 | 0 | 200.4 | 150.4 | 200.4 | 560.32 | 5597.214 | 240.519 | 723.481 | 240.519 | 5356.695 | 5597.214 | -5356.695 | 9900 | 0 | -4982.6279 | 0.99
2016-07-10 13:00 | 180000 | 50 | 0 | 200.4 | 150.4 | 200.4 | 560.32 | 5714.8082 | 240.519 | 723.481 | 240.519 | 5474.2893 | 5714.8082 | -5474.2893 | 9900 | 0 | -5356.695 | 0.99
2016-07-10 14:00 | 180000 | 50 | 0 | 200.4 | 150.4 | 200.4 | 560.32 | 5567.9157 | 240.519 | 723.481 | 240.519 | 5327.3968 | 5567.9157 | -5327.3968 | 9900 | 0 | -5474.2893 | 0.99
2016-07-10 15:00 | 180000 | 50 | 0 | 200.4 | 150.4 | 200.4 | 560.32 | 5166.547 | 240.519 | 723.481 | 240.519 | 4926.028 | 5166.547 | -4926.028 | 9900 | 0 | -5327.3968 | 0.99
2016-07-10 16:00 | 180000 | 50 | 0 | 200.4 | 150.4 | 200.4 | 560.32 | 4538.0546 | 240.519 | 723.481 | 240.519 | 4297.5356 | 4538.0546 | -4297.5356 | 9900 | 0 | -4926.028 | 0.99
2016-07-10 17:00 | 180000 | 50 | 0 | 200.4 | 150.4 | 200.4 | 560.32 | 2649.7081 | 240.519 | 723.481 | 240.519 | 2409.1891 | 2649.7081 | -2409.1891 | 9900 | 0 | -4297.5356 | 0.99
2016-07-10 18:00 | 180000 | 50 | 0 | 200.4 | 150.4 | 200.4 | 560.32 | 2783.5811 | 240.519 | 723.481 | 240.519 | 2543.0621 | 2783.5811 | -2543.0621 | 9900 | 0 | -2409.1891 | 0.99
2016-07-10 19:00 | 180000 | 50 | 0 | 200.4 | 150.4 | 200.4 | 560.32 | 1396.5309 | 240.519 | 723.481 | 240.519 | 1156.0119 | 1396.5309 | -1156.0119 | 9900 | 0 | -2543.0621 | 0.99
2016-07-10 20:00 | 180000 | 50 | 0 | 200.4 | 150.4 | 200.4 | 560.32 | 1000 | 240.519 | 723.481 | 240.519 | 759.481 | 1000 | -759.481 | 9900 | 0 | -1156.0119 | 0.99
2016-07-10 21:00 | 180000 | 50 | 0 | 200.4 | 150.4 | 200.4 | 560.32 | 1000 | 240.519 | 723.481 | 240.519 | 759.481 | 1000 | -759.481 | 9900 | 0 | -759.481 | 0.99
2016-07-10 22:00 | 180000 | 50 | 0 | 200.4 | 150.4 | 200.4 | 560.32 | 1000 | 240.519 | 723.481 | 240.519 | 759.481 | 1000 | -759.481 | 9900 | 0 | -759.481 | 0.99
2016-07-10 23:00 | 180000 | 50 | 0 | 200.4 | 150.4 | 200.4 | 560.32 | 1000 | 240.519 | 723.481 | 240.519 | 759.481 | 1000 | -759.481 | 9900 | 0 | -759.481 | 0.99
2016-07-11 | 180000 | 50 | 0 | 200.4 | 150.4 | 200.4 | 560.32 | 1000 | 240.519 | 723.481 | 240.519 | 759.481 | 1000 | -759.481 | 9900 | 0 | -759.481 | 0.99
2016-07-11 01:00 | 180000 | 50 | 0 | 200.4 | 150.4 | 200.4 | 560.32 | 1000 | 240.519 | 723.481 | 240.519 | 759.481 | 1000 | -759.481 | 9900 | 0 | -759.481 | 0.99
2016-07-11 02:00 | 180000 | 50 | 0 | 200.4 | 150.4 | 200.4 | 560.32 | 1000 | 240.519 | 723.481 | 240.519 | 759.481 | 1000 | -759.481 | 9900 | 0 | -759.481 | 0.99
2016-07-11 03:00 | 180000 | 50 | 0 | 200.4 | 150.4 | 200.4 | 560.32 | 997.6162 | 240.519 | 723.481 | 240.519 | 757.0972 | 997.6162 | -757.0972 | 9900 | 0 | -759.481 | 0.99
2016-07-11 04:00 | 180000 | 50 | 0 | 200.4 | 150.4 | 200.4 | 560.32 | 995.5043 | 240.519 | 723.481 | 240.519 | 754.9854 | 995.5043 | -754.9854 | 9900 | 0 | -757.0972 | 0.99
2016-07-11 05:00 | 180000 | 50 | 0 | 200.4 | 150.4 | 200.4 | 560.32 | 966.7417 | 240.519 | 723.481 | 240.519 | 726.2227 | 966.7417 | -726.2227 | 9900 | 0 | -754.9854 | 0.99
2016-07-11 06:00 | 180000 | 50 | 0 | 200.4 | 150.4 | 200.4 | 560.32 | 978.7013 | 240.519 | 723.481 | 240.519 | 738.1823 | 978.7013 | -738.1823 | 9900 | 0 | -726.2227 | 0.99
2016-07-11 07:00 | 180000 | 50 | 0 | 200.4 | 150.4 | 200.4 | 560.32 | 1879.0548 | 240.519 | 723.481 | 240.519 | 1638.5358 | 1879.0548 | -1638.5358 | 9900 | 0 | -738.1823 | 0.99
2016-07-11 08:00 | 180000 | 50 | 0 | 200.4 | 150.4 | 200.4 | 560.32 | 2858.1883 | 240.519 | 723.481 | 240.519 | 2617.6694 | 2858.1883 | -2617.6694 | 9900 | 0 | -1638.5358 | 0.99
2016-07-11 09:00 | 180000 | 50 | 0 | 200.4 | 150.4 | 200.4 | 560.32 | 2649.2984 | 240.519 | 723.481 | 240.519 | 2408.7794 | 2649.2984 | -2408.7794 | 9900 | 0 | -2617.6694 | 0.99
2016-07-11 10:00 | 180000 | 50 | 0 | 200.4 | 150.4 | 200.4 | 560.32 | 4614.2373 | 240.519 | 723.481 | 240.519 | 4373.7183 | 4614.2373 | -4373.7183 | 9900 | 0 | -2408.7794 | 0.99
2016-07-11 11:00 | 180000 | 50 | 0 | 200.4 | 150.4 | 200.4 | 560.32 | 5220.3641 | 240.519 | 723.481 | 240.519 | 4979.8452 | 5220.3641 | -4979.8452 | 9900 | 0 | -4373.7183 | 0.99
2016-07-11 12:00 | 180000 | 50 | 0 | 200.4 | 150.4 | 200.4 | 560.32 | 5595.364 | 240.519 | 723.481 | 240.519 | 5354.845 | 5595.364 | -5354.845 | 9900 | 0 | -4979.8452 | 0.99
2016-07-11 13:00 | 180000 | 50 | 0 | 200.4 | 150.4 | 200.4 | 560.32 | 5713.6812 | 240.519 | 723.481 | 240.519 | 5473.1622 | 5713.6812 | -5473.1622 | 9900 | 0 | -5354.845 | 0.99
2016-07-11 14:00 | 180000 | 50 | 0 | 200.4 | 150.4 | 200.4 | 560.32 | 5567.2527 | 240.519 | 723.481 | 240.519 | 5326.7338 | 5567.2527 | -5326.7338 | 9900 | 0 | -5473.1622 | 0.99
2016-07-11 15:00 | 180000 | 50 | 0 | 200.4 | 150.4 | 200.4 | 560.32 | 4793.2208 | 240.519 | 723.481 | 240.519 | 4552.7018 | 4793.2208 | -4552.7018 | 9900 | 0 | -5326.7338 | 0.99
2016-07-11 16:00 | 180000 | 50 | 0 | 200.4 | 150.4 | 200.4 | 560.32 | 4232.2508 | 240.519 | 723.481 | 240.519 | 3991.7318 | 4232.2508 | -3991.7318 | 9900 | 0 | -4552.7018 | 0.99
2016-07-11 17:00 | 180000 | 50 | 0 | 200.4 | 150.4 | 200.4 | 560.32 | 3724.2279 | 240.519 | 723.481 | 240.519 | 3483.709 | 3724.2279 | -3483.709 | 9900 | 0 | -3991.7318 | 0.99
2016-07-11 18:00 | 180000 | 50 | 0 | 200.4 | 150.4 | 200.4 | 560.32 | 2041.8979 | 240.519 | 723.481 | 240.519 | 1801.3789 | 2041.8979 | -1801.3789 | 9900 | 0 | -3483.709 | 0.99
2016-07-11 19:00 | 180000 | 50 | 0 | 200.4 | 150.4 | 200.4 | 560.32 | 1774.53 | 240.519 | 723.481 | 240.519 | 1534.011 | 1774.53 | -1534.011 | 9900 | 0 | -1801.3789 | 0.99
2016-07-11 20:00 | 180000 | 50 | 0 | 200.4 | 150.4 | 200.4 | 560.32 | 1000 | 240.519 | 723.481 | 240.519 | 759.481 | 1000 | -759.481 | 9900 | 0 | -1534.011 | 0.99
2016-07-11 21:00 | 180000 | 50 | 0 | 200.4 | 150.4 | 200.4 | 560.32 | 1000 | 240.519 | 723.481 | 240.519 | 759.481 | 1000 | -759.481 | 9900 | 0 | -759.481 | 0.99
2016-07-11 22:00 | 180000 | 50 | 0 | 200.4 | 150.4 | 200.4 | 560.32 | 1000 | 240.519 | 723.481 | 240.519 | 759.481 | 1000 | -759.481 | 9900 | 0 | -759.481 | 0.99
2016-07-11 23:00 | 180000 | 50 | 0 | 200.4 | 150.4 | 200.4 | 560.32 | 1000 | 240.519 | 723.481 | 240.519 | 759.481 | 1000 | -759.481 | 9900 | 0 | -759.481 | 0.99
2016-07-12 | 180000 | 50 | 0 | 200.4 | 150.4 | 200.4 | 560.32 | 1000 | 240.519 | 723.481 | 240.519 | 759.481 | 1000 | -759.481 | 9900 | 0 | -759.481 | 0.99
2016-07-12 01:00 | 180000 | 50 | 0 | 200.4 | 150.4 | 200.4 | 560.32 | 1000 | 240.519 | 723.481 | 240.519 | 759.481 | 1000 | -759.481 | 9900 | 0 | -759.481 | 0.99
2016-07-12 02:00 | 180000 | 50 | 0 | 200.4 | 150.4 | 200.4 | 560.32 | 1000 | 240.519 | 723.481 | 240.519 | 759.481 | 1000 | -759.481 | 9900 | 0 | -759.481 | 0.99
2016-07-12 03:00 | 180000 | 50 | 0 | 200.4 | 150.4 | 200.4 | 560.32 | 1000 | 240.519 | 723.481 | 240.519 | 759.481 | 1000 | -759.481 | 9900 | 0 | -759.481 | 0.99
2016-07-12 04:00 | 180000 | 50 | 0 | 200.4 | 150.4 | 200.4 | 560.32 | 1000 | 240.519 | 723.481 | 240.519 | 759.481 | 1000 | -759.481 | 9900 | 0 | -759.481 | 0.99
2016-07-12 05:00 | 180000 | 50 | 0 | 200.4 | 150.4 | 200.4 | 560.32 | 1000 | 240.519 | 723.481 | 240.519 | 759.481 | 1000 | -759.481 | 9900 | 0 | -759.481 | 0.99
2016-07-12 06:00 | 180000 | 50 | 0 | 200.4 | 150.4 | 200.4 | 560.32 | 1000 | 240.519 | 723.481 | 240.519 | 759.481 | 1000 | -759.481 | 9900 | 0 | -759.481 | 0.99
2016-07-12 07:00 | 180000 | 50 | 0 | 200.4 | 150.4 | 200.4 | 560.32 | 1875.8145 | 240.519 | 723.481 | 240.519 | 1635.2956 | 1875.8145 | -1635.2956 | 9900 | 0 | -759.481 | 0.99
2016-07-12 08:00 | 180000 | 50 | 0 | 200.4 | 150.4 | 200.4 | 560.32 | 2880.5311 | 240.519 | 723.481 | 240.519 | 2640.0121 | 2880.5311 | -2640.0121 | 9900 | 0 | -1635.2956 | 0.99
2016-07-12 09:00 | 180000 | 50 | 0 | 200.4 | 150.4 | 200.4 | 560.32 | 3813.2249 | 240.519 | 723.481 | 240.519 | 3572.7059 | 3813.2249 | -3572.7059 | 9900 | 0 | -2640.0121 | 0.99
2016-07-12 10:00 | 180000 | 50 | 0 | 200.4 | 150.4 | 200.4 | 560.32 | 4610.3344 | 240.519 | 723.481 | 240.519 | 4369.8154 | 4610.3344 | -4369.8154 | 9900 | 0 | -3572.7059 | 0.99
2016-07-12 11:00 | 180000 | 50 | 0 | 200.4 | 150.4 | 200.4 | 560.32 | 5217.5379 | 240.519 | 723.481 | 240.519 | 4977.0189 | 5217.5379 | -4977.0189 | 9900 | 0 | -4369.8154 | 0.99
2016-07-12 12:00 | 180000 | 50 | 0 | 200.4 | 150.4 | 200.4 | 560.32 | 5593.4555 | 240.519 | 723.481 | 240.519 | 5352.9365 | 5593.4555 | -5352.9365 | 9900 | 0 | -4977.0189 | 0.99
2016-07-12 13:00 | 180000 | 50 | 0 | 200.4 | 150.4 | 200.4 | 560.32 | 2892.3013 | 240.519 | 723.481 | 240.519 | 2651.7823 | 2892.3013 | -2651.7823 | 9900 | 0 | -5352.9365 | 0.99
2016-07-12 14:00 | 180000 | 50 | 0 | 200.4 | 150.4 | 200.4 | 560.32 | 5566.4679 | 240.519 | 723.481 | 240.519 | 5325.9489 | 5566.4679 | -5325.9489 | 9900 | 0 | -2651.7823 | 0.99
2016-07-12 15:00 | 180000 | 50 | 0 | 200.4 | 150.4 | 200.4 | 560.32 | 5165.4018 | 240.519 | 723.481 | 240.519 | 4924.8828 | 5165.4018 | -4924.8828 | 9900 | 0 | -5325.9489 | 0.99
2016-07-12 16:00 | 180000 | 50 | 0 | 200.4 | 150.4 | 200.4 | 560.32 | 4536.6028 | 240.519 | 723.481 | 240.519 | 4296.0838 | 4536.6028 | -4296.0838 | 9900 | 0 | -4924.8828 | 0.99
2016-07-12 17:00 | 180000 | 50 | 0 | 200.4 | 150.4 | 200.4 | 560.32 | 3722.9225 | 240.519 | 723.481 | 240.519 | 3482.4036 | 3722.9225 | -3482.4036 | 9900 | 0 | -4296.0838 | 0.99
2016-07-12 18:00 | 180000 | 50 | 0 | 200.4 | 150.4 | 200.4 | 560.32 | 2779.8119 | 240.519 | 723.481 | 240.519 | 2539.2929 | 2779.8119 | -2539.2929 | 9900 | 0 | -3482.4036 | 0.99
2016-07-12 19:00 | 180000 | 50 | 0 | 200.4 | 150.4 | 200.4 | 560.32 | 1771.5423 | 240.519 | 723.481 | 240.519 | 1531.0233 | 1771.5423 | -1531.0233 | 9900 | 0 | -2539.2929 | 0.99
2016-07-12 20:00 | 180000 | 50 | 0 | 200.4 | 150.4 | 200.4 | 560.32 | 1000 | 240.519 | 723.481 | 240.519 | 759.481 | 1000 | -759.481 | 9900 | 0 | -1531.0233 | 0.99
2016-07-12 21:00 | 180000 | 50 | 0 | 200.4 | 150.4 | 200.4 | 560.32 | 1000 | 240.519 | 723.481 | 240.519 | 759.481 | 1000 | -759.481 | 9900 | 0 | -759.481 | 0.99
2016-07-12 22:00 | 180000 | 50 | 0 | 200.4 | 150.4 | 200.4 | 560.32 | 1000 | 240.519 | 723.481 | 240.519 | 759.481 | 1000 | -759.481 | 9900 | 0 | -759.481 | 0.99
2016-07-12 23:00 | 180000 | 50 | 0 | 200.4 | 150.4 | 200.4 | 560.32 | 1000 | 240.519 | 723.481 | 240.519 | 759.481 | 1000 | -759.481 | 9900 | 0 | -759.481 | 0.99
2016-07-13 | 180000 | 50 | 0 | 200.4 | 150.4 | 200.4 | 560.32 | 1000 | 240.519 | 723.481 | 240.519 | 759.481 | 1000 | -759.481 | 9900 | 0 | -759.481 | 0.99
2016-07-13 01:00 | 180000 | 50 | 0 | 200.4 | 150.4 | 200.4 | 560.32 | 1000 | 240.519 | 723.481 | 240.519 | 759.481 | 1000 | -759.481 | 9900 | 0 | -759.481 | 0.99
2016-07-13 02:00 | 180000 | 50 | 0 | 200.4 | 150.4 | 200.4 | 560.32 | 1000 | 240.519 | 723.481 | 240.519 | 759.481 | 1000 | -759.481 | 9900 | 0 | -759.481 | 0.99
2016-07-13 03:00 | 180000 | 50 | 0 | 200.4 | 150.4 | 200.4 | 560.32 | 1000 | 240.519 | 723.481 | 240.519 | 759.481 | 1000 | -759.481 | 9900 | 0 | -759.481 | 0.99
2016-07-13 04:00 | 180000 | 50 | 0 | 200.4 | 150.4 | 200.4 | 560.32 | 1000 | 240.519 | 723.481 | 240.519 | 759.481 | 1000 | -759.481 | 9900 | 0 | -759.481 | 0.99
2016-07-13 05:00 | 180000 | 50 | 0 | 200.4 | 150.4 | 200.4 | 560.32 | 1000 | 240.519 | 723.481 | 240.519 | 759.481 | 1000 | -759.481 | 9900 | 0 | -759.481 | 0.99
2016-07-13 06:00 | 180000 | 50 | 0 | 200.4 | 150.4 | 200.4 | 560.32 | 995.7749 | 240.519 | 723.481 | 240.519 | 755.2559 | 995.7749 | -755.2559 | 9900 | 0 | -759.481 | 0.99
2016-07-13 07:00 | 180000 | 50 | 0 | 200.4 | 150.4 | 200.4 | 560.32 | 1868.3832 | 240.519 | 723.481 | 240.519 | 1627.8642 | 1868.3832 | -1627.8642 | 9900 | 0 | -755.2559 | 0.99
2016-07-13 08:00 | 180000 | 50 | 0 | 200.4 | 150.4 | 200.4 | 560.32 | 2871.3051 | 240.519 | 723.481 | 240.519 | 2630.7862 | 2871.3051 | -2630.7862 | 9900 | 0 | -1627.8642 | 0.99
2016-07-13 09:00 | 180000 | 50 | 0 | 200.4 | 150.4 | 200.4 | 560.32 | 3806.8187 | 240.519 | 723.481 | 240.519 | 3566.2998 | 3806.8187 | -3566.2998 | 9900 | 0 | -2630.7862 | 0.99
2016-07-13 10:00 | 180000 | 50 | 0 | 200.4 | 150.4 | 200.4 | 560.32 | 4606.0057 | 240.519 | 723.481 | 240.519 | 4365.4867 | 4606.0057 | -4365.4867 | 9900 | 0 | -3566.2998 | 0.99
2016-07-13 11:00 | 180000 | 50 | 0 | 200.4 | 150.4 | 200.4 | 560.32 | 5214.6679 | 240.519 | 723.481 | 240.519 | 4974.149 | 5214.6679 | -4974.149 | 9900 | 0 | -4365.4867 | 0.99
2016-07-13 12:00 | 180000 | 50 | 0 | 200.4 | 150.4 | 200.4 | 560.32 | 5591.4867 | 240.519 | 723.481 | 240.519 | 5350.9677 | 5591.4867 | -5350.9677 | 9900 | 0 | -4974.149 | 0.99
2016-07-13 13:00 | 180000 | 50 | 0 | 200.4 | 150.4 | 200.4 | 560.32 | 5707.5392 | 240.519 | 723.481 | 240.519 | 5467.0203 | 5707.5392 | -5467.0203 | 9900 | 0 | -5350.9677 | 0.99
2016-07-13 14:00 | 180000 | 50 | 0 | 200.4 | 150.4 | 200.4 | 560.32 | 5565.2971 | 240.519 | 723.481 | 240.519 | 5324.7782 | 5565.2971 | -5324.7782 | 9900 | 0 | -5467.0203 | 0.99
2016-07-13 15:00 | 180000 | 50 | 0 | 200.4 | 150.4 | 200.4 | 560.32 | 3348.1442 | 240.519 | 723.481 | 240.519 | 3107.6253 | 3348.1442 | -3107.6253 | 9900 | 0 | -5324.7782 | 0.99
2016-07-13 16:00 | 180000 | 50 | 0 | 200.4 | 150.4 | 200.4 | 560.32 | 4534.0681 | 240.519 | 723.481 | 240.519 | 4293.5492 | 4534.0681 | -4293.5492 | 9900 | 0 | -3107.6253 | 0.99
2016-07-13 17:00 | 180000 | 50 | 0 | 200.4 | 150.4 | 200.4 | 560.32 | 3718.6728 | 240.519 | 723.481 | 240.519 | 3478.1538 | 3718.6728 | -3478.1538 | 9900 | 0 | -4293.5492 | 0.99
2016-07-13 18:00 | 180000 | 50 | 0 | 200.4 | 150.4 | 200.4 | 560.32 | 2761.8238 | 240.519 | 723.481 | 240.519 | 2521.3048 | 2761.8238 | -2521.3048 | 9900 | 0 | -3478.1538 | 0.99
2016-07-13 19:00 | 180000 | 50 | 0 | 200.4 | 150.4 | 200.4 | 560.32 | 1765.1396 | 240.519 | 723.481 | 240.519 | 1524.6207 | 1765.1396 | -1524.6207 | 9900 | 0 | -2521.3048 | 0.99
2016-07-13 20:00 | 180000 | 50 | 0 | 200.4 | 150.4 | 200.4 | 560.32 | 1000 | 240.519 | 723.481 | 240.519 | 759.481 | 1000 | -759.481 | 9900 | 0 | -1524.6207 | 0.99
2016-07-13 21:00 | 180000 | 50 | 0 | 200.4 | 150.4 | 200.4 | 560.32 | 998.3644 | 240.519 | 723.481 | 240.519 | 757.8454 | 998.3644 | -757.8454 | 9900 | 0 | -759.481 | 0.99
2016-07-13 22:00 | 180000 | 50 | 0 | 200.4 | 150.4 | 200.4 | 560.32 | 972.1356 | 240.519 | 723.481 | 240.519 | 731.6167 | 972.1356 | -731.6167 | 9900 | 0 | -757.8454 | 0.99
2016-07-13 23:00 | 180000 | 50 | 0 | 200.4 | 150.4 | 200.4 | 560.32 | 977.373 | 240.519 | 723.481 | 240.519 | 736.8541 | 977.373 | -736.8541 | 9900 | 0 | -731.6167 | 0.99
2016-07-14 | 180000 | 50 | 0 | 200.4 | 150.4 | 200.4 | 560.32 | 999.6465 | 240.519 | 723.481 | 240.519 | 759.1275 | 999.6465 | -759.1275 | 9900 | 0 | -736.8541 | 0.99
2016-07-14 01:00 | 180000 | 50 | 0 | 200.4 | 150.4 | 200.4 | 560.32 | 999.842 | 240.519 | 723.481 | 240.519 | 759.323 | 999.842 | -759.323 | 9900 | 0 | -759.1275 | 0.99
2016-07-14 02:00 | 180000 | 50 | 0 | 200.4 | 150.4 | 200.4 | 560.32 | 968.3932 | 240.519 | 723.481 | 240.519 | 727.8742 | 968.3932 | -727.8742 | 9900 | 0 | -759.323 | 0.99
2016-07-14 03:00 | 180000 | 50 | -50 | 0 | 150.4 | 0 | 0 | 160.6667 | -723.481 | 723.481 | -723.481 | 884.1477 | 894.4849 | -1617.9659 | 9900 | 0 | -727.8742 | 0.99
2016-07-14 04:00 | 179950 | 50 | -50 | 0 | 0 | 0 | 0 | 160.6667 | 0 | 0 | 0 | 160.6667 | 838.0043 | -838.0043 | 9900 | 0 | -1617.9659 | 0.99
2016-07-14 05:00 | 179900 | 50 | -50 | 0 | 0 | 0 | 0 | 160.6667 | 0 | 0 | 0 | 160.6667 | 828.0173 | -828.0173 | 9900 | 0 | -838.0043 | 0.99
2016-07-14 06:00 | 179850 | 50 | -50 | 0 | 0 | 0 | 0 | 160.6667 | 0 | 0 | 0 | 160.6667 | 893.1992 | -893.1992 | 9900 | 0 | -828.0173 | 0.99
2016-07-14 07:00 | 179800 | 50 | 150.4 | 200.4 | 0 | 200.4 | 560.32 | 1564.8907 | 964 | 0 | 964 | 600.8907 | 1564.8907 | -600.8907 | 9900 | 0 | -893.1992 | 0.99
2016-07-14 08:00 | 179950.4 | 50 | 49.6 | 200.4 | 0 | 200.4 | 560.32 | 2709.2776 | 964 | 0 | 964 | 1745.2776 | 2709.2776 | -1745.2776 | 9900 | 0 | -600.8907 | 0.99
2016-07-14 09:00 | 180000 | 50 | 0 | 200.4 | 100.8 | 200.4 | 560.32 | 3688.5657 | 479.1138 | 484.8862 | 479.1138 | 3209.4519 | 3688.5657 | -3209.4519 | 9900 | 0 | -1745.2776 | 0.99
2016-07-14 10:00 | 180000 | 50 | 0 | 200.4 | 150.4 | 200.4 | 560.32 | 4303.7513 | 240.519 | 723.481 | 240.519 | 4063.2324 | 4303.7513 | -4063.2324 | 9900 | 0 | -3209.4519 | 0.99
2016-07-14 11:00 | 180000 | 50 | 0 | 200.4 | 150.4 | 200.4 | 560.32 | 3842.1686 | 240.519 | 723.481 | 240.519 | 3601.6496 | 3842.1686 | -3601.6496 | 9900 | 0 | -4063.2324 | 0.99
2016-07-14 12:00 | 180000 | 50 | 0 | 200.4 | 150.4 | 200.4 | 560.32 | 5559.6619 | 240.519 | 723.481 | 240.519 | 5319.1429 | 5559.6619 | -5319.1429 | 9900 | 0 | -3601.6496 | 0.99
2016-07-14 13:00 | 180000 | 50 | 0 | 200.4 | 150.4 | 200.4 | 560.32 | 5688.745 | 240.519 | 723.481 | 240.519 | 5448.226 | 5688.745 | -5448.226 | 9900 | 0 | -5319.1429 | 0.99
2016-07-14 14:00 | 180000 | 50 | 0 | 200.4 | 150.4 | 200.4 | 560.32 | 5012.53 | 240.519 | 723.481 | 240.519 | 4772.0111 | 5012.53 | -4772.0111 | 9900 | 0 | -5448.226 | 0.99
2016-07-14 15:00 | 180000 | 50 | 0 | 200.4 | 150.4 | 200.4 | 560.32 | 5163.5732 | 240.519 | 723.481 | 240.519 | 4923.0542 | 5163.5732 | -4923.0542 | 9900 | 0 | -4772.0111 | 0.99
2016-07-14 16:00 | 180000 | 50 | 0 | 200.4 | 150.4 | 200.4 | 560.32 | 4534.2727 | 240.519 | 723.481 | 240.519 | 4293.7537 | 4534.2727 | -4293.7537 | 9900 | 0 | -4923.0542 | 0.99
2016-07-14 17:00 | 180000 | 50 | 0 | 200.4 | 150.4 | 200.4 | 560.32 | 3719.4998 | 240.519 | 723.481 | 240.519 | 3478.9808 | 3719.4998 | -3478.9808 | 9900 | 0 | -4293.7537 | 0.99
2016-07-14 18:00 | 180000 | 50 | 0 | 200.4 | 150.4 | 200.4 | 560.32 | 2774.7799 | 240.519 | 723.481 | 240.519 | 2534.261 | 2774.7799 | -2534.261 | 9900 | 0 | -3478.9808 | 0.99
2016-07-14 19:00 | 180000 | 50 | 0 | 200.4 | 150.4 | 200.4 | 560.32 | 1764.4942 | 240.519 | 723.481 | 240.519 | 1523.9752 | 1764.4942 | -1523.9752 | 9900 | 0 | -2534.261 | 0.99
2016-07-14 20:00 | 180000 | 50 | 0 | 200.4 | 150.4 | 200.4 | 560.32 | 1000 | 240.519 | 723.481 | 240.519 | 759.481 | 1000 | -759.481 | 9900 | 0 | -1523.9752 | 0.99
2016-07-14 21:00 | 180000 | 50 | 0 | 200.4 | 150.4 | 200.4 | 560.32 | 999.2929 | 240.519 | 723.481 | 240.519 | 758.774 | 999.2929 | -758.774 | 9900 | 0 | -759.481 | 0.99
2016-07-14 22:00 | 180000 | 50 | 0 | 200.4 | 150.4 | 200.4 | 560.32 | 983.4538 | 240.519 | 723.481 | 240.519 | 742.9349 | 983.4538 | -742.9349 | 9900 | 0 | -758.774 | 0.99
2016-07-14 23:00 | 180000 | 50 | 0 | 200.4 | 150.4 | 200.4 | 560.32 | 996.1789 | 240.519 | 723.481 | 240.519 | 755.66 | 996.1789 | -755.66 | 9900 | 0 | -742.9349 | 0.99
2016-07-15 | 180000 | 50 | 0 | 200.4 | 150.4 | 200.4 | 560.32 | 990.8225 | 240.519 | 723.481 | 240.519 | 750.3035 | 990.8225 | -750.3035 | 9900 | 0 | -755.66 | 0.99
2016-07-15 01:00 | 180000 | 50 | 0 | 200.4 | 150.4 | 200.4 | 560.32 | 995.7899 | 240.519 | 723.481 | 240.519 | 755.2709 | 995.7899 | -755.2709 | 9900 | 0 | -750.3035 | 0.99
2016-07-15 02:00 | 180000 | 50 | 0 | 200.4 | 150.4 | 200.4 | 560.32 | 995.982 | 240.519 | 723.481 | 240.519 | 755.463 | 995.982 | -755.463 | 9900 | 0 | -755.2709 | 0.99
2016-07-15 03:00 | 180000 | 50 | 0 | 200.4 | 150.4 | 200.4 | 560.32 | 999.2114 | 240.519 | 723.481 | 240.519 | 758.6924 | 999.2114 | -758.6924 | 9900 | 0 | -755.463 | 0.99
2016-07-15 04:00 | 180000 | 50 | 0 | 200.4 | 150.4 | 200.4 | 560.32 | 1000 | 240.519 | 723.481 | 240.519 | 759.481 | 1000 | -759.481 | 9900 | 0 | -758.6924 | 0.99
2016-07-15 05:00 | 180000 | 50 | 0 | 200.4 | 150.4 | 200.4 | 560.32 | 1000 | 240.519 | 723.481 | 240.519 | 759.481 | 1000 | -759.481 | 9900 | 0 | -759.481 | 0.99
2016-07-15 06:00 | 180000 | 50 | 0 | 200.4 | 150.4 | 200.4 | 560.32 | 972.0649 | 240.519 | 723.481 | 240.519 | 731.546 | 972.0649 | -731.546 | 9900 | 0 | -759.481 | 0.99
2016-07-15 07:00 | 180000 | 50 | 0 | 200.4 | 150.4 | 200.4 | 560.32 | 1648.2098 | 240.519 | 723.481 | 240.519 | 1407.6908 | 1648.2098 | -1407.6908 | 9900 | 0 | -731.546 | 0.99
2016-07-15 08:00 | 180000 | 50 | 0 | 200.4 | 150.4 | 200.4 | 560.32 | 2498.5882 | 240.519 | 723.481 | 240.519 | 2258.0692 | 2498.5882 | -2258.0692 | 9900 | 0 | -1407.6908 | 0.99
2016-07-15 09:00 | 180000 | 50 | 0 | 200.4 | 150.4 | 200.4 | 560.32 | 3797.7479 | 240.519 | 723.481 | 240.519 | 3557.229 | 3797.7479 | -3557.229 | 9900 | 0 | -2258.0692 | 0.99
2016-07-15 10:00 | 180000 | 50 | 0 | 200.4 | 150.4 | 200.4 | 560.32 | 4598.3914 | 240.519 | 723.481 | 240.519 | 4357.8724 | 4598.3914 | -4357.8724 | 9900 | 0 | -3557.229 | 0.99
2016-07-15 11:00 | 180000 | 50 | 0 | 200.4 | 150.4 | 200.4 | 560.32 | 5208.7947 | 240.519 | 723.481 | 240.519 | 4968.2757 | 5208.7947 | -4968.2757 | 9900 | 0 | -4357.8724 | 0.99
2016-07-15 12:00 | 180000 | 50 | 0 | 200.4 | 150.4 | 200.4 | 560.32 | 5587.3599 | 240.519 | 723.481 | 240.519 | 5346.841 | 5587.3599 | -5346.841 | 9900 | 0 | -4968.2757 | 0.99
2016-07-15 13:00 | 180000 | 50 | 0 | 200.4 | 150.4 | 200.4 | 560.32 | 5708.2884 | 240.519 | 723.481 | 240.519 | 5467.7695 | 5708.2884 | -5467.7695 | 9900 | 0 | -5346.841 | 0.99
2016-07-15 14:00 | 180000 | 50 | 0 | 200.4 | 150.4 | 200.4 | 560.32 | 5563.3392 | 240.519 | 723.481 | 240.519 | 5322.8202 | 5563.3392 | -5322.8202 | 9900 | 0 | -5467.7695 | 0.99
2016-07-15 15:00 | 180000 | 50 | 0 | 200.4 | 150.4 | 200.4 | 560.32 | 3661.4211 | 240.519 | 723.481 | 240.519 | 3420.9022 | 3661.4211 | -3420.9022 | 9900 | 0 | -5322.8202 | 0.99
2016-07-15 16:00 | 180000 | 50 | 0 | 200.4 | 150.4 | 200.4 | 560.32 | 4532.7654 | 240.519 | 723.481 | 240.519 | 4292.2465 | 4532.7654 | -4292.2465 | 9900 | 0 | -3420.9022 | 0.99
2016-07-15 17:00 | 180000 | 50 | 0 | 200.4 | 150.4 | 200.4 | 560.32 | 3717.3729 | 240.519 | 723.481 | 240.519 | 3476.8539 | 3717.3729 | -3476.8539 | 9900 | 0 | -4292.2465 | 0.99
2016-07-15 18:00 | 180000 | 50 | 0 | 200.4 | 150.4 | 200.4 | 560.32 | 2771.7801 | 240.519 | 723.481 | 240.519 | 2531.2612 | 2771.7801 | -2531.2612 | 9900 | 0 | -3476.8539 | 0.99
2016-07-15 19:00 | 180000 | 50 | 0 | 200.4 | 150.4 | 200.4 | 560.32 | 1760.4278 | 240.519 | 723.481 | 240.519 | 1519.9088 | 1760.4278 | -1519.9088 | 9900 | 0 | -2531.2612 | 0.99
2016-07-15 20:00 | 180000 | 50 | 0 | 200.4 | 150.4 | 200.4 | 560.32 | 1000 | 240.519 | 723.481 | 240.519 | 759.481 | 1000 | -759.481 | 9900 | 0 | -1519.9088 | 0.99
2016-07-15 21:00 | 180000 | 50 | 0 | 200.4 | 150.4 | 200.4 | 560.32 | 1000 | 240.519 | 723.481 | 240.519 | 759.481 | 1000 | -759.481 | 9900 | 0 | -759.481 | 0.99
2016-07-15 22:00 | 180000 | 50 | 0 | 200.4 | 150.4 | 200.4 | 560.32 | 1000 | 240.519 | 723.481 | 240.519 | 759.481 | 1000 | -759.481 | 9900 | 0 | -759.481 | 0.99
2016-07-15 23:00 | 180000 | 50 | 0 | 200.4 | 150.4 | 200.4 | 560.32 | 1000 | 240.519 | 723.481 | 240.519 | 759.481 | 1000 | -759.481 | 9900 | 0 | -759.481 | 0.99
2016-07-16 | 180000 | 50 | 0 | 200.4 | 150.4 | 200.4 | 560.32 | 1000 | 240.519 | 723.481 | 240.519 | 759.481 | 1000 | -759.481 | 9900 | 0 | -759.481 | 0.99
2016-07-16 01:00 | 180000 | 50 | 0 | 200.4 | 150.4 | 200.4 | 560.32 | 1000 | 240.519 | 723.481 | 240.519 | 759.481 | 1000 | -759.481 | 9900 | 0 | -759.481 | 0.99
2016-07-16 02:00 | 180000 | 50 | 0 | 200.4 | 150.4 | 200.4 | 560.32 | 1000 | 240.519 | 723.481 | 240.519 | 759.481 | 1000 | -759.481 | 9900 | 0 | -759.481 | 0.99
2016-07-16 03:00 | 180000 | 50 | 0 | 200.4 | 150.4 | 200.4 | 560.32 | 1000 | 240.519 | 723.481 | 240.519 | 759.481 | 1000 | -759.481 | 9900 | 0 | -759.481 | 0.99
2016-07-16 04:00 | 180000 | 50 | 0 | 200.4 | 150.4 | 200.4 | 560.32 | 1000 | 240.519 | 723.481 | 240.519 | 759.481 | 1000 | -759.481 | 9900 | 0 | -759.481 | 0.99
2016-07-16 05:00 | 180000 | 50 | 0 | 200.4 | 150.4 | 200.4 | 560.32 | 1000 | 240.519 | 723.481 | 240.519 | 759.481 | 1000 | -759.481 | 9900 | 0 | -759.481 | 0.99
2016-07-16 06:00 | 180000 | 50 | 0 | 200.4 | 150.4 | 200.4 | 560.32 | 1000 | 240.519 | 723.481 | 240.519 | 759.481 | 1000 | -759.481 | 9900 | 0 | -759.481 | 0.99
2016-07-16 07:00 | 180000 | 50 | 0 | 200.4 | 150.4 | 200.4 | 560.32 | 1845.5337 | 240.519 | 723.481 | 240.519 | 1605.0147 | 1845.5337 | -1605.0147 | 9900 | 0 | -759.481 | 0.99
2016-07-16 08:00 | 180000 | 50 | 0 | 200.4 | 150.4 | 200.4 | 560.32 | 2854.9392 | 240.519 | 723.481 | 240.519 | 2614.4202 | 2854.9392 | -2614.4202 | 9900 | 0 | -1605.0147 | 0.99
2016-07-16 09:00 | 180000 | 50 | 0 | 200.4 | 150.4 | 200.4 | 560.32 | 3792.5044 | 240.519 | 723.481 | 240.519 | 3551.9855 | 3792.5044 | -3551.9855 | 9900 | 0 | -2614.4202 | 0.99
2016-07-16 10:00 | 180000 | 50 | 0 | 200.4 | 150.4 | 200.4 | 560.32 | 3901.7507 | 240.519 | 723.481 | 240.519 | 3661.2318 | 3901.7507 | -3661.2318 | 9900 | 0 | -3551.9855 | 0.99
2016-07-16 11:00 | 180000 | 50 | 0 | 200.4 | 150.4 | 200.4 | 560.32 | 5205.7902 | 240.519 | 723.481 | 240.519 | 4965.2712 | 5205.7902 | -4965.2712 | 9900 | 0 | -3661.2318 | 0.99
2016-07-16 12:00 | 180000 | 50 | 0 | 200.4 | 150.4 | 200.4 | 560.32 | 5585.1976 | 240.519 | 723.481 | 240.519 | 5344.6786 | 5585.1976 | -5344.6786 | 9900 | 0 | -4965.2712 | 0.99
2016-07-16 13:00 | 180000 | 50 | 0 | 200.4 | 150.4 | 200.4 | 560.32 | 5706.7021 | 240.519 | 723.481 | 240.519 | 5466.1832 | 5706.7021 | -5466.1832 | 9900 | 0 | -5344.6786 | 0.99
2016-07-16 14:00 | 180000 | 50 | 0 | 200.4 | 150.4 | 200.4 | 560.32 | 5562.0235 | 240.519 | 723.481 | 240.519 | 5321.5046 | 5562.0235 | -5321.5046 | 9900 | 0 | -5466.1832 | 0.99
2016-07-16 15:00 | 180000 | 50 | 0 | 200.4 | 150.4 | 200.4 | 560.32 | 5161.0214 | 240.519 | 723.481 | 240.519 | 4920.5024 | 5161.0214 | -4920.5024 | 9900 | 0 | -5321.5046 | 0.99
2016-07-16 16:00 | 180000 | 50 | 0 | 200.4 | 150.4 | 200.4 | 560.32 | 2671.863 | 240.519 | 723.481 | 240.519 | 2431.3441 | 2671.863 | -2431.3441 | 9900 | 0 | -4920.5024 | 0.99
2016-07-16 17:00 | 180000 | 50 | 0 | 200.4 | 150.4 | 200.4 | 560.32 | 3714.9626 | 240.519 | 723.481 | 240.519 | 3474.4436 | 3714.9626 | -3474.4436 | 9900 | 0 | -2431.3441 | 0.99
2016-07-16 18:00 | 180000 | 50 | 0 | 200.4 | 150.4 | 200.4 | 560.32 | 2768.4525 | 240.519 | 723.481 | 240.519 | 2527.9335 | 2768.4525 | -2527.9335 | 9900 | 0 | -3474.4436 | 0.99
2016-07-16 19:00 | 180000 | 50 | 0 | 200.4 | 150.4 | 200.4 | 560.32 | 1755.9961 | 240.519 | 723.481 | 240.519 | 1515.4771 | 1755.9961 | -1515.4771 | 9900 | 0 | -2527.9335 | 0.99
2016-07-16 20:00 | 180000 | 50 | 0 | 200.4 | 150.4 | 200.4 | 560.32 | 1000 | 240.519 | 723.481 | 240.519 | 759.481 | 1000 | -759.481 | 9900 | 0 | -1515.4771 | 0.99
2016-07-16 21:00 | 180000 | 50 | 0 | 200.4 | 150.4 | 200.4 | 560.32 | 1000 | 240.519 | 723.481 | 240.519 | 759.481 | 1000 | -759.481 | 9900 | 0 | -759.481 | 0.99
2016-07-16 22:00 | 180000 | 50 | 0 | 200.4 | 150.4 | 200.4 | 560.32 | 1000 | 240.519 | 723.481 | 240.519 | 759.481 | 1000 | -759.481 | 9900 | 0 | -759.481 | 0.99
2016-07-16 23:00 | 180000 | 50 | 0 | 200.4 | 150.4 | 200.4 | 560.32 | 1000 | 240.519 | 723.481 | 240.519 | 759.481 | 1000 | -759.481 | 9900 | 0 | -759.481 | 0.99
2016-07-17 | 180000 | 50 | 0 | 200.4 | 150.4 | 200.4 | 560.32 | 1000 | 240.519 | 723.481 | 240.519 | 759.481 | 1000 | -759.481 | 9900 | 0 | -759.481 | 0.99
2016-07-17 01:00 | 180000 | 50 | 0 | 200.4 | 150.4 | 200.4 | 560.32 | 1000 | 240.519 | 723.481 | 240.519 | 759.481 | 1000 | -759.481 | 9900 | 0 | -759.481 | 0.99
2016-07-17 02:00 | 180000 | 50 | 0 | 200.4 | 150.4 | 200.4 | 560.32 | 1000 | 240.519 | 723.481 | 240.519 | 759.481 | 1000 | -759.481 | 9900 | 0 | -759.481 | 0.99
2016-07-17 03:00 | 180000 | 50 | 0 | 200.4 | 150.4 | 200.4 | 560.32 | 1000 | 240.519 | 723.481 | 240.519 | 759.481 | 1000 | -759.481 | 9900 | 0 | -759.481 | 0.99
2016-07-17 04:00 | 180000 | 50 | 0 | 200.4 | 150.4 | 200.4 | 560.32 | 1000 | 240.519 | 723.481 | 240.519 | 759.481 | 1000 | -759.481 | 9900 | 0 | -759.481 | 0.99
2016-07-17 05:00 | 180000 | 50 | 0 | 200.4 | 150.4 | 200.4 | 560.32 | 1000 | 240.519 | 723.481 | 240.519 | 759.481 | 1000 | -759.481 | 9900 | 0 | -759.481 | 0.99
2016-07-17 06:00 | 180000 | 50 | 0 | 200.4 | 150.4 | 200.4 | 560.32 | 1000 | 240.519 | 723.481 | 240.519 | 759.481 | 1000 | -759.481 | 9900 | 0 | -759.481 | 0.99
2016-07-17 07:00 | 180000 | 50 | 0 | 200.4 | 150.4 | 200.4 | 560.32 | 1837.7514 | 240.519 | 723.481 | 240.519 | 1597.2325 | 1837.7514 | -1597.2325 | 9900 | 0 | -759.481 | 0.99
2016-07-17 08:00 | 180000 | 50 | 0 | 200.4 | 150.4 | 200.4 | 560.32 | 2848.3989 | 240.519 | 723.481 | 240.519 | 2607.8799 | 2848.3989 | -2607.8799 | 9900 | 0 | -1597.2325 | 0.99
2016-07-17 09:00 | 180000 | 50 | 0 | 200.4 | 150.4 | 200.4 | 560.32 | 3787.2231 | 240.519 | 723.481 | 240.519 | 3546.7042 | 3787.2231 | -3546.7042 | 9900 | 0 | -2607.8799 | 0.99
2016-07-17 10:00 | 180000 | 50 | 0 | 200.4 | 150.4 | 200.4 | 560.32 | 4590.2448 | 240.519 | 723.481 | 240.519 | 4349.7258 | 4590.2448 | -4349.7258 | 9900 | 0 | -3546.7042 | 0.99
2016-07-17 11:00 | 180000 | 50 | 0 | 200.4 | 150.4 | 200.4 | 560.32 | 5202.7393 | 240.519 | 723.481 | 240.519 | 4962.2203 | 5202.7393 | -4962.2203 | 9900 | 0 | -4349.7258 | 0.99
2016-07-17 12:00 | 180000 | 50 | 0 | 200.4 | 150.4 | 200.4 | 560.32 | 5582.9661 | 240.519 | 723.481 | 240.519 | 5342.4472 | 5582.9661 | -5342.4472 | 9900 | 0 | -4962.2203 | 0.99
2016-07-17 13:00 | 180000 | 50 | 0 | 200.4 | 150.4 | 200.4 | 560.32 | 5705.0135 | 240.519 | 723.481 | 240.519 | 5464.4946 | 5705.0135 | -5464.4946 | 9900 | 0 | -5342.4472 | 0.99
2016-07-17 14:00 | 180000 | 50 | 0 | 200.4 | 150.4 | 200.4 | 560.32 | 5560.5641 | 240.519 | 723.481 | 240.519 | 5320.0451 | 5560.5641 | -5320.0451 | 9900 | 0 | -5464.4946 | 0.99
2016-07-17 15:00 | 180000 | 50 | 0 | 200.4 | 150.4 | 200.4 | 560.32 | 3561.9421 | 240.519 | 723.481 | 240.519 | 3321.4232 | 3561.9421 | -3321.4232 | 9900 | 0 | -5320.0451 | 0.99
2016-07-17 16:00 | 180000 | 50 | 0 | 200.4 | 150.4 | 200.4 | 560.32 | 4529.0412 | 240.519 | 723.481 | 240.519 | 4288.5223 | 4529.0412 | -4288.5223 | 9900 | 0 | -3321.4232 | 0.99
2016-07-17 17:00 | 180000 | 50 | 0 | 200.4 | 150.4 | 200.4 | 560.32 | 3712.2644 | 240.519 | 723.481 | 240.519 | 3471.7454 | 3712.2644 | -3471.7454 | 9900 | 0 | -4288.5223 | 0.99
2016-07-17 18:00 | 180000 | 50 | 0 | 200.4 | 150.4 | 200.4 | 560.32 | 2764.7933 | 240.519 | 723.481 | 240.519 | 2524.2743 | 2764.7933 | -2524.2743 | 9900 | 0 | -3471.7454 | 0.99
2016-07-17 19:00 | 180000 | 50 | 0 | 200.4 | 150.4 | 200.4 | 560.32 | 1751.1965 | 240.519 | 723.481 | 240.519 | 1510.6776 | 1751.1965 | -1510.6776 | 9900 | 0 | -2524.2743 | 0.99
2016-07-17 20:00 | 180000 | 50 | 0 | 200.4 | 150.4 | 200.4 | 560.32 | 1000 | 240.519 | 723.481 | 240.519 | 759.481 | 1000 | -759.481 | 9900 | 0 | -1510.6776 | 0.99
2016-07-17 21:00 | 180000 | 50 | 0 | 200.4 | 150.4 | 200.4 | 560.32 | 1000 | 240.519 | 723.481 | 240.519 | 759.481 | 1000 | -759.481 | 9900 | 0 | -759.481 | 0.99
2016-07-17 22:00 | 180000 | 50 | 0 | 200.4 | 150.4 | 200.4 | 560.32 | 1000 | 240.519 | 723.481 | 240.519 | 759.481 | 1000 | -759.481 | 9900 | 0 | -759.481 | 0.99
2016-07-17 23:00 | 180000 | 50 | 0 | 200.4 | 150.4 | 200.4 | 560.32 | 1000 | 240.519 | 723.481 | 240.519 | 759.481 | 1000 | -759.481 | 9900 | 0 | -759.481 | 0.99
2016-07-18 | 180000 | 50 | 0 | 200.4 | 150.4 | 200.4 | 560.32 | 1000 | 240.519 | 723.481 | 240.519 | 759.481 | 1000 | -759.481 | 9900 | 0 | -759.481 | 0.99
2016-07-18 01:00 | 180000 | 50 | 0 | 200.4 | 150.4 | 200.4 | 560.32 | 998.93 | 240.519 | 723.481 | 240.519 | 758.4111 | 998.93 | -758.4111 | 9900 | 0 | -759.481 | 0.99
2016-07-18 02:00 | 180000 | 50 | 0 | 200.4 | 150.4 | 200.4 | 560.32 | 967.6912 | 240.519 | 723.481 | 240.519 | 727.1722 | 967.6912 | -727.1722 | 9900 | 0 | -758.4111 | 0.99
2016-07-18 03:00 | 180000 | 50 | 0 | 200.4 | 150.4 | 200.4 | 560.32 | 994.6155 | 240.519 | 723.481 | 240.519 | 754.0965 | 994.6155 | -754.0965 | 9900 | 0 | -727.1722 | 0.99
2016-07-18 04:00 | 180000 | 50 | 0 | 200.4 | 150.4 | 200.4 | 560.32 | 1000 | 240.519 | 723.481 | 240.519 | 759.481 | 1000 | -759.481 | 9900 | 0 | -754.0965 | 0.99
2016-07-18 05:00 | 180000 | 50 | 0 | 200.4 | 150.4 | 200.4 | 560.32 | 994.3882 | 240.519 | 723.481 | 240.519 | 753.8692 | 994.3882 | -753.8692 | 9900 | 0 | -759.481 | 0.99
2016-07-18 06:00 | 180000 | 50 | 0 | 200.4 | 150.4 | 200.4 | 560.32 | 998.5397 | 240.519 | 723.481 | 240.519 | 758.0207 | 998.5397 | -758.0207 | 9900 | 0 | -753.8692 | 0.99
2016-07-18 07:00 | 180000 | 50 | 0 | 200.4 | 150.4 | 200.4 | 560.32 | 1829.8958 | 240.519 | 723.481 | 240.519 | 1589.3768 | 1829.8958 | -1589.3768 | 9900 | 0 | -758.0207 | 0.99
2016-07-18 08:00 | 180000 | 50 | 0 | 200.4 | 150.4 | 200.4 | 560.32 | 2841.8101 | 240.519 | 723.481 | 240.519 | 2601.2912 | 2841.8101 | -2601.2912 | 9900 | 0 | -1589.3768 | 0.99
2016-07-18 09:00 | 180000 | 50 | 0 | 200.4 | 150.4 | 200.4 | 560.32 | 3781.9064 | 240.519 | 723.481 | 240.519 | 3541.3875 | 3781.9064 | -3541.3875 | 9900 | 0 | -2601.2912 | 0.99
2016-07-18 10:00 | 180000 | 50 | 0 | 200.4 | 150.4 | 200.4 | 560.32 | 3894.2766 | 240.519 | 723.481 | 240.519 | 3653.7577 | 3894.2766 | -3653.7577 | 9900 | 0 | -3541.3875 | 0.99
2016-07-18 11:00 | 180000 | 50 | 0 | 200.4 | 150.4 | 200.4 | 560.32 | 5155.3662 | 240.519 | 723.481 | 240.519 | 4914.8472 | 5155.3662 | -4914.8472 | 9900 | 0 | -3653.7577 | 0.99
2016-07-18 12:00 | 180000 | 50 | 0 | 200.4 | 150.4 | 200.4 | 560.32 | 5507.6654 | 240.519 | 723.481 | 240.519 | 5267.1464 | 5507.6654 | -5267.1464 | 9900 | 0 | -4914.8472 | 0.99
2016-07-18 13:00 | 180000 | 50 | 0 | 200.4 | 150.4 | 200.4 | 560.32 | 5250.4944 | 240.519 | 723.481 | 240.519 | 5009.9754 | 5250.4944 | -5009.9754 | 9900 | 0 | -5267.1464 | 0.99
2016-07-18 14:00 | 180000 | 50 | 0 | 200.4 | 150.4 | 200.4 | 560.32 | 4178.8771 | 240.519 | 723.481 | 240.519 | 3938.3581 | 4178.8771 | -3938.3581 | 9900 | 0 | -5009.9754 | 0.99
2016-07-18 15:00 | 180000 | 50 | 0 | 200.4 | 150.4 | 200.4 | 560.32 | 4580.2255 | 240.519 | 723.481 | 240.519 | 4339.7065 | 4580.2255 | -4339.7065 | 9900 | 0 | -3938.3581 | 0.99
2016-07-18 16:00 | 180000 | 50 | 0 | 200.4 | 150.4 | 200.4 | 560.32 | 3805.8151 | 240.519 | 723.481 | 240.519 | 3565.2962 | 3805.8151 | -3565.2962 | 9900 | 0 | -4339.7065 | 0.99
2016-07-18 17:00 | 180000 | 50 | 0 | 200.4 | 150.4 | 200.4 | 560.32 | 3044.2936 | 240.519 | 723.481 | 240.519 | 2803.7747 | 3044.2936 | -2803.7747 | 9900 | 0 | -3565.2962 | 0.99
2016-07-18 18:00 | 180000 | 50 | 0 | 200.4 | 150.4 | 200.4 | 560.32 | 2090.0804 | 240.519 | 723.481 | 240.519 | 1849.5615 | 2090.0804 | -1849.5615 | 9900 | 0 | -2803.7747 | 0.99
2016-07-18 19:00 | 180000 | 50 | -50 | 0 | 150.4 | 0 | 0 | 160.6667 | -723.481 | 723.481 | -723.481 | 884.1477 | 781.2317 | -1504.7127 | 9900 | 0 | -1849.5615 | 0.99
2016-07-18 20:00 | 179950 | 50 | -50 | 0 | 0 | 0 | 0 | 160.6667 | 0 | 0 | 0 | 160.6667 | 871.8225 | -871.8225 | 9900 | 0 | -1504.7127 | 0.99
2016-07-18 21:00 | 179900 | 50 | 100 | 200.4 | 0 | 200.4 | 560.32 | 1000 | 964 | 0 | 964 | 36 | 1000 | -36 | 9900 | 0 | -871.8225 | 0.99
2016-07-18 22:00 | 180000 | 50 | 0 | 200.4 | 50.4 | 200.4 | 560.32 | 1000 | 721.5569 | 242.4431 | 721.5569 | 278.4431 | 1000 | -278.4431 | 9900 | 0 | -36 | 0.99
2016-07-18 23:00 | 180000 | 50 | 0 | 200.4 | 150.4 | 200.4 | 560.32 | 976.1558 | 240.519 | 723.481 | 240.519 | 735.6369 | 976.1558 | -735.6369 | 9900 | 0 | -278.4431 | 0.99
2016-07-19 | 180000 | 50 | -16.6 | 33.4 | 150.4 | 33.4 | 93.3867 | 160.6667 | -562.8144 | 723.481 | -562.8144 | 723.481 | 329.0896 | -891.904 | 9900 | 0 | -735.6369 | 0.99
2016-07-19 01:00 | 179983.4 | 50 | -16.6 | 33.4 | 0 | 33.4 | 93.3867 | 160.6667 | 160.6667 | 0 | 160.6667 | 0 | 36.0297 | 124.637 | 9900 | 0 | -891.904 | 0.99
2016-07-19 02:00 | 179966.8 | 50 | -50 | 0 | 0 | 0 | 0 | 160.6667 | 0 | 0 | 0 | 160.6667 | 685.9286 | -685.9286 | 9787.8267 | 124.637 | 0 | 0.97878
2016-07-19 03:00 | 179916.8 | 50 | -50 | 0 | 0 | 0 | 0 | 160.6667 | 0 | 0 | 0 | 160.6667 | 872.4199 | -872.4199 | 9900 | -124.637 | -810.5656 | 0.99
2016-07-19 04:00 | 179866.8 | 50 | -50 | 0 | 0 | 0 | 0 | 160.6667 | 0 | 0 | 0 | 160.6667 | 760.9581 | -760.9581 | 9900 | 0 | -872.4199 | 0.99
2016-07-19 05:00 | 179816.8 | 50 | -16.6 | 33.4 | 0 | 33.4 | 93.3867 | 160.6667 | 160.6667 | 0 | 160.6667 | 0 | 14.8932 | 145.7734 | 9900 | 0 | -760.9581 | 0.99
2016-07-19 06:00 | 179800.2 | 50 | -16.6 | 33.4 | 0 | 33.4 | 93.3867 | 160.6667 | 160.6667 | 0 | 160.6667 | 0 | 0.36205 | 160.3046 | 9768.8039 | 145.7734 | 0 | 0.97688
2016-07-19 07:00 | 179783.6 | 50 | -50 | 0 | 0 | 0 | 0 | 160.6667 | 0 | 0 | 0 | 160.6667 | 824.6217 | -824.6217 | 9624.5297 | 160.3046 | 0 | 0.96245
2016-07-19 08:00 | 179733.6 | 50 | 150.4 | 200.4 | 0 | 200.4 | 560.32 | 2359.9812 | 964 | 0 | 964 | 1395.9812 | 2359.9812 | -1395.9812 | 9900 | -306.0781 | -1130.6998 | 0.99
2016-07-19 09:00 | 179884 | 50 | 116 | 200.4 | 0 | 200.4 | 560.32 | 3737.7797 | 964 | 0 | 964 | 2773.7797 | 3737.7797 | -2773.7797 | 9900 | 0 | -1395.9812 | 0.99
2016-07-19 10:00 | 180000 | 50 | 0 | 200.4 | 34.4 | 200.4 | 560.32 | 4581.9582 | 798.523 | 165.477 | 798.523 | 3783.4352 | 4581.9582 | -3783.4352 | 9900 | 0 | -2773.7797 | 0.99
2016-07-19 11:00 | 180000 | 50 | 0 | 200.4 | 150.4 | 200.4 | 560.32 | 5196.4945 | 240.519 | 723.481 | 240.519 | 4955.9755 | 5196.4945 | -4955.9755 | 9900 | 0 | -3783.4352 | 0.99
2016-07-19 12:00 | 180000 | 50 | 0 | 200.4 | 150.4 | 200.4 | 560.32 | 5578.2861 | 240.519 | 723.481 | 240.519 | 5337.7671 | 5578.2861 | -5337.7671 | 9900 | 0 | -4955.9755 | 0.99
2016-07-19 13:00 | 180000 | 50 | 0 | 200.4 | 150.4 | 200.4 | 560.32 | 5701.3145 | 240.519 | 723.481 | 240.519 | 5460.7955 | 5701.3145 | -5460.7955 | 9900 | 0 | -5337.7671 | 0.99
2016-07-19 14:00 | 180000 | 50 | 0 | 200.4 | 150.4 | 200.4 | 560.32 | 5557.1955 | 240.519 | 723.481 | 240.519 | 5316.6765 | 5557.1955 | -5316.6765 | 9900 | 0 | -5460.7955 | 0.99
2016-07-19 15:00 | 180000 | 50 | 0 | 200.4 | 150.4 | 200.4 | 560.32 | 5155.7506 | 240.519 | 723.481 | 240.519 | 4915.2316 | 5155.7506 | -4915.2316 | 9900 | 0 | -5316.6765 | 0.99
2016-07-19 16:00 | 180000 | 50 | 0 | 200.4 | 150.4 | 200.4 | 560.32 | 2517.7033 | 240.519 | 723.481 | 240.519 | 2277.1844 | 2517.7033 | -2277.1844 | 9900 | 0 | -4915.2316 | 0.99
2016-07-19 17:00 | 180000 | 50 | 0 | 200.4 | 150.4 | 200.4 | 560.32 | 3705.9862 | 240.519 | 723.481 | 240.519 | 3465.4672 | 3705.9862 | -3465.4672 | 9900 | 0 | -2277.1844 | 0.99
2016-07-19 18:00 | 180000 | 50 | 0 | 200.4 | 150.4 | 200.4 | 560.32 | 2756.4658 | 240.519 | 723.481 | 240.519 | 2515.9468 | 2756.4658 | -2515.9468 | 9900 | 0 | -3465.4672 | 0.99
2016-07-19 19:00 | 180000 | 50 | 0 | 200.4 | 150.4 | 200.4 | 560.32 | 1713.3095 | 240.519 | 723.481 | 240.519 | 1472.7906 | 1713.3095 | -1472.7906 | 9900 | 0 | -2515.9468 | 0.99
2016-07-19 20:00 | 180000 | 50 | 0 | 200.4 | 150.4 | 200.4 | 560.32 | 1000 | 240.519 | 723.481 | 240.519 | 759.481 | 1000 | -759.481 | 9900 | 0 | -1472.7906 | 0.99
2016-07-19 21:00 | 180000 | 50 | 0 | 200.4 | 150.4 | 200.4 | 560.32 | 1000 | 240.519 | 723.481 | 240.519 | 759.481 | 1000 | -759.481 | 9900 | 0 | -759.481 | 0.99
2016-07-19 22:00 | 180000 | 50 | 0 | 200.4 | 150.4 | 200.4 | 560.32 | 1000 | 240.519 | 723.481 | 240.519 | 759.481 | 1000 | -759.481 | 9900 | 0 | -759.481 | 0.99
2016-07-19 23:00 | 180000 | 50 | 0 | 200.4 | 150.4 | 200.4 | 560.32 | 1000 | 240.519 | 723.481 | 240.519 | 759.481 | 1000 | -759.481 | 9900 | 0 | -759.481 | 0.99
2016-07-20 | 180000 | 50 | 0 | 200.4 | 150.4 | 200.4 | 560.32 | 1000 | 240.519 | 723.481 | 240.519 | 759.481 | 1000 | -759.481 | 9900 | 0 | -759.481 | 0.99
2016-07-20 01:00 | 180000 | 50 | 0 | 200.4 | 150.4 | 200.4 | 560.32 | 1000 | 240.519 | 723.481 | 240.519 | 759.481 | 1000 | -759.481 | 9900 | 0 | -759.481 | 0.99
2016-07-20 02:00 | 180000 | 50 | 0 | 200.4 | 150.4 | 200.4 | 560.32 | 1000 | 240.519 | 723.481 | 240.519 | 759.481 | 1000 | -759.481 | 9900 | 0 | -759.481 | 0.99
2016-07-20 03:00 | 180000 | 50 | 0 | 200.4 | 150.4 | 200.4 | 560.32 | 1000 | 240.519 | 723.481 | 240.519 | 759.481 | 1000 | -759.481 | 9900 | 0 | -759.481 | 0.99
2016-07-20 04:00 | 180000 | 50 | 0 | 200.4 | 150.4 | 200.4 | 560.32 | 1000 | 240.519 | 723.481 | 240.519 | 759.481 | 1000 | -759.481 | 9900 | 0 | -759.481 | 0.99
2016-07-20 05:00 | 180000 | 50 | 0 | 200.4 | 150.4 | 200.4 | 560.32 | 1000 | 240.519 | 723.481 | 240.519 | 759.481 | 1000 | -759.481 | 9900 | 0 | -759.481 | 0.99
2016-07-20 06:00 | 180000 | 50 | 0 | 200.4 | 150.4 | 200.4 | 560.32 | 1000 | 240.519 | 723.481 | 240.519 | 759.481 | 1000 | -759.481 | 9900 | 0 | -759.481 | 0.99
2016-07-20 07:00 | 180000 | 50 | 0 | 200.4 | 150.4 | 200.4 | 560.32 | 1439.6217 | 240.519 | 723.481 | 240.519 | 1199.1028 | 1439.6217 | -1199.1028 | 9900 | 0 | -759.481 | 0.99
2016-07-20 08:00 | 180000 | 50 | 0 | 200.4 | 150.4 | 200.4 | 560.32 | 2828.5033 | 240.519 | 723.481 | 240.519 | 2587.9843 | 2828.5033 | -2587.9843 | 9900 | 0 | -1199.1028 | 0.99
2016-07-20 09:00 | 180000 | 50 | 0 | 200.4 | 150.4 | 200.4 | 560.32 | 3771.1762 | 240.519 | 723.481 | 240.519 | 3530.6572 | 3771.1762 | -3530.6572 | 9900 | 0 | -2587.9843 | 0.99
2016-07-20 10:00 | 180000 | 50 | 0 | 200.4 | 150.4 | 200.4 | 560.32 | 4577.7637 | 240.519 | 723.481 | 240.519 | 4337.2448 | 4577.7637 | -4337.2448 | 9900 | 0 | -3530.6572 | 0.99
2016-07-20 11:00 | 180000 | 50 | 0 | 200.4 | 150.4 | 200.4 | 560.32 | 2750.1245 | 240.519 | 723.481 | 240.519 | 2509.6055 | 2750.1245 | -2509.6055 | 9900 | 0 | -4337.2448 | 0.99
2016-07-20 12:00 | 180000 | 50 | 0 | 200.4 | 150.4 | 200.4 | 560.32 | 5575.8322 | 240.519 | 723.481 | 240.519 | 5335.3133 | 5575.8322 | -5335.3133 | 9900 | 0 | -2509.6055 | 0.99
2016-07-20 13:00 | 180000 | 50 | 0 | 200.4 | 150.4 | 200.4 | 560.32 | 5699.2965 | 240.519 | 723.481 | 240.519 | 5458.7775 | 5699.2965 | -5458.7775 | 9900 | 0 | -5335.3133 | 0.99
2016-07-20 14:00 | 180000 | 50 | 0 | 200.4 | 150.4 | 200.4 | 560.32 | 5555.2771 | 240.519 | 723.481 | 240.519 | 5314.7582 | 5555.2771 | -5314.7582 | 9900 | 0 | -5458.7775 | 0.99
2016-07-20 15:00 | 180000 | 50 | 0 | 200.4 | 150.4 | 200.4 | 560.32 | 5153.5889 | 240.519 | 723.481 | 240.519 | 4913.07 | 5153.5889 | -4913.07 | 9900 | 0 | -5314.7582 | 0.99
2016-07-20 16:00 | 180000 | 50 | 0 | 200.4 | 150.4 | 200.4 | 560.32 | 4521.6062 | 240.519 | 723.481 | 240.519 | 4281.0872 | 4521.6062 | -4281.0872 | 9900 | 0 | -4913.07 | 0.99
2016-07-20 17:00 | 180000 | 50 | 0 | 200.4 | 150.4 | 200.4 | 560.32 | 3702.3975 | 240.519 | 723.481 | 240.519 | 3461.8786 | 3702.3975 | -3461.8786 | 9900 | 0 | -4281.0872 | 0.99
2016-07-20 18:00 | 180000 | 50 | 0 | 200.4 | 150.4 | 200.4 | 560.32 | 2751.7907 | 240.519 | 723.481 | 240.519 | 2511.2717 | 2751.7907 | -2511.2717 | 9900 | 0 | -3461.8786 | 0.99
2016-07-20 19:00 | 180000 | 50 | 0 | 200.4 | 150.4 | 200.4 | 560.32 | 1734.5679 | 240.519 | 723.481 | 240.519 | 1494.0489 | 1734.5679 | -1494.0489 | 9900 | 0 | -2511.2717 | 0.99
2016-07-20 20:00 | 180000 | 50 | 0 | 200.4 | 150.4 | 200.4 | 560.32 | 1000 | 240.519 | 723.481 | 240.519 | 759.481 | 1000 | -759.481 | 9900 | 0 | -1494.0489 | 0.99
2016-07-20 21:00 | 180000 | 50 | 0 | 200.4 | 150.4 | 200.4 | 560.32 | 1000 | 240.519 | 723.481 | 240.519 | 759.481 | 1000 | -759.481 | 9900 | 0 | -759.481 | 0.99
2016-07-20 22:00 | 180000 | 50 | 0 | 200.4 | 150.4 | 200.4 | 560.32 | 1000 | 240.519 | 723.481 | 240.519 | 759.481 | 1000 | -759.481 | 9900 | 0 | -759.481 | 0.99
2016-07-20 23:00 | 180000 | 50 | 0 | 200.4 | 150.4 | 200.4 | 560.32 | 1000 | 240.519 | 723.481 | 240.519 | 759.481 | 1000 | -759.481 | 9900 | 0 | -759.481 | 0.99
2016-07-21 | 180000 | 50 | 0 | 200.4 | 150.4 | 200.4 | 560.32 | 1000 | 240.519 | 723.481 | 240.519 | 759.481 | 1000 | -759.481 | 9900 | 0 | -759.481 | 0.99
2016-07-21 01:00 | 180000 | 50 | 0 | 200.4 | 150.4 | 200.4 | 560.32 | 1000 | 240.519 | 723.481 | 240.519 | 759.481 | 1000 | -759.481 | 9900 | 0 | -759.481 | 0.99
2016-07-21 02:00 | 180000 | 50 | 0 | 200.4 | 150.4 | 200.4 | 560.32 | 1000 | 240.519 | 723.481 | 240.519 | 759.481 | 1000 | -759.481 | 9900 | 0 | -759.481 | 0.99
2016-07-21 03:00 | 180000 | 50 | 0 | 200.4 | 150.4 | 200.4 | 560.32 | 1000 | 240.519 | 723.481 | 240.519 | 759.481 | 1000 | -759.481 | 9900 | 0 | -759.481 | 0.99
2016-07-21 04:00 | 180000 | 50 | 0 | 200.4 | 150.4 | 200.4 | 560.32 | 1000 | 240.519 | 723.481 | 240.519 | 759.481 | 1000 | -759.481 | 9900 | 0 | -759.481 | 0.99
2016-07-21 05:00 | 180000 | 50 | 0 | 200.4 | 150.4 | 200.4 | 560.32 | 1000 | 240.519 | 723.481 | 240.519 | 759.481 | 1000 | -759.481 | 9900 | 0 | -759.481 | 0.99
2016-07-21 06:00 | 180000 | 50 | -50 | 0 | 150.4 | 0 | 0 | 160.6667 | -723.481 | 723.481 | -723.481 | 884.1477 | 896.5108 | -1619.9919 | 9900 | 0 | -759.481 | 0.99
2016-07-21 07:00 | 179950 | 50 | 50 | 200.4 | 0 | 200.4 | 560.32 | 1804.429 | 964 | 0 | 964 | 840.429 | 1804.429 | -840.429 | 9900 | 0 | -1619.9919 | 0.99
2016-07-21 08:00 | 180000 | 50 | 0 | 200.4 | 100.4 | 200.4 | 560.32 | 2821.793 | 481.0379 | 482.9621 | 481.0379 | 2340.7551 | 2821.793 | -2340.7551 | 9900 | 0 | -840.429 | 0.99
2016-07-21 09:00 | 180000 | 50 | 0 | 200.4 | 150.4 | 200.4 | 560.32 | 3765.767 | 240.519 | 723.481 | 240.519 | 3525.248 | 3765.767 | -3525.248 | 9900 | 0 | -2340.7551 | 0.99
2016-07-21 10:00 | 180000 | 50 | 0 | 200.4 | 150.4 | 200.4 | 560.32 | 4555.9895 | 240.519 | 723.481 | 240.519 | 4315.4706 | 4555.9895 | -4315.4706 | 9900 | 0 | -3525.248 | 0.99
2016-07-21 11:00 | 180000 | 50 | 0 | 200.4 | 150.4 | 200.4 | 560.32 | 5190.0512 | 240.519 | 723.481 | 240.519 | 4949.5322 | 5190.0512 | -4949.5322 | 9900 | 0 | -4315.4706 | 0.99
2016-07-21 12:00 | 180000 | 50 | 0 | 200.4 | 150.4 | 200.4 | 560.32 | 5573.2988 | 240.519 | 723.481 | 240.519 | 5332.7798 | 5573.2988 | -5332.7798 | 9900 | 0 | -4949.5322 | 0.99
2016-07-21 13:00 | 180000 | 50 | 0 | 200.4 | 150.4 | 200.4 | 560.32 | 5697.1609 | 240.519 | 723.481 | 240.519 | 5456.642 | 5697.1609 | -5456.642 | 9900 | 0 | -5332.7798 | 0.99
2016-07-21 14:00 | 180000 | 50 | 0 | 200.4 | 150.4 | 200.4 | 560.32 | 5553.1966 | 240.519 | 723.481 | 240.519 | 5312.6776 | 5553.1966 | -5312.6776 | 9900 | 0 | -5456.642 | 0.99
2016-07-21 15:00 | 180000 | 50 | 0 | 200.4 | 150.4 | 200.4 | 560.32 | 5148.5824 | 240.519 | 723.481 | 240.519 | 4908.0635 | 5148.5824 | -4908.0635 | 9900 | 0 | -5312.6776 | 0.99
2016-07-21 16:00 | 180000 | 50 | 0 | 200.4 | 150.4 | 200.4 | 560.32 | 4515.9235 | 240.519 | 723.481 | 240.519 | 4275.4045 | 4515.9235 | -4275.4045 | 9900 | 0 | -4908.0635 | 0.99
2016-07-21 17:00 | 180000 | 50 | 0 | 200.4 | 150.4 | 200.4 | 560.32 | 3698.5036 | 240.519 | 723.481 | 240.519 | 3457.9846 | 3698.5036 | -3457.9846 | 9900 | 0 | -4275.4045 | 0.99
2016-07-21 18:00 | 180000 | 50 | 0 | 200.4 | 150.4 | 200.4 | 560.32 | 2746.7705 | 240.519 | 723.481 | 240.519 | 2506.2515 | 2746.7705 | -2506.2515 | 9900 | 0 | -3457.9846 | 0.99
2016-07-21 19:00 | 180000 | 50 | 0 | 200.4 | 150.4 | 200.4 | 560.32 | 1728.2376 | 240.519 | 723.481 | 240.519 | 1487.7186 | 1728.2376 | -1487.7186 | 9900 | 0 | -2506.2515 | 0.99
2016-07-21 20:00 | 180000 | 50 | 0 | 200.4 | 150.4 | 200.4 | 560.32 | 998.9307 | 240.519 | 723.481 | 240.519 | 758.4118 | 998.9307 | -758.4118 | 9900 | 0 | -1487.7186 | 0.99
2016-07-21 21:00 | 180000 | 50 | 0 | 200.4 | 150.4 | 200.4 | 560.32 | 969.7165 | 240.519 | 723.481 | 240.519 | 729.1975 | 969.7165 | -729.1975 | 9900 | 0 | -758.4118 | 0.99
2016-07-21 22:00 | 180000 | 50 | 0 | 200.4 | 150.4 | 200.4 | 560.32 | 987.1053 | 240.519 | 723.481 | 240.519 | 746.5864 | 987.1053 | -746.5864 | 9900 | 0 | -729.1975 | 0.99
2016-07-21 23:00 | 180000 | 50 | 0 | 200.4 | 150.4 | 200.4 | 560.32 | 1000 | 240.519 | 723.481 | 240.519 | 759.481 | 1000 | -759.481 | 9900 | 0 | -746.5864 | 0.99
2016-07-22 | 180000 | 50 | 0 | 200.4 | 150.4 | 200.4 | 560.32 | 998.9834 | 240.519 | 723.481 | 240.519 | 758.4644 | 998.9834 | -758.4644 | 9900 | 0 | -759.481 | 0.99
2016-07-22 01:00 | 180000 | 50 | 0 | 200.4 | 150.4 | 200.4 | 560.32 | 1000 | 240.519 | 723.481 | 240.519 | 759.481 | 1000 | -759.481 | 9900 | 0 | -758.4644 | 0.99
2016-07-22 02:00 | 180000 | 50 | 0 | 200.4 | 150.4 | 200.4 | 560.32 | 996.3442 | 240.519 | 723.481 | 240.519 | 755.8252 | 996.3442 | -755.8252 | 9900 | 0 | -759.481 | 0.99
2016-07-22 03:00 | 180000 | 50 | 0 | 200.4 | 150.4 | 200.4 | 560.32 | 972.4033 | 240.519 | 723.481 | 240.519 | 731.8844 | 972.4033 | -731.8844 | 9900 | 0 | -755.8252 | 0.99
2016-07-22 04:00 | 180000 | 50 | 0 | 200.4 | 150.4 | 200.4 | 560.32 | 993.5144 | 240.519 | 723.481 | 240.519 | 752.9955 | 993.5144 | -752.9955 | 9900 | 0 | -731.8844 | 0.99
2016-07-22 05:00 | 180000 | 50 | 0 | 200.4 | 150.4 | 200.4 | 560.32 | 999.254 | 240.519 | 723.481 | 240.519 | 758.735 | 999.254 | -758.735 | 9900 | 0 | -752.9955 | 0.99
2016-07-22 06:00 | 180000 | 50 | 0 | 200.4 | 150.4 | 200.4 | 560.32 | 1000 | 240.519 | 723.481 | 240.519 | 759.481 | 1000 | -759.481 | 9900 | 0 | -758.735 | 0.99
2016-07-22 07:00 | 180000 | 50 | 0 | 200.4 | 150.4 | 200.4 | 560.32 | 1797.8501 | 240.519 | 723.481 | 240.519 | 1557.3311 | 1797.8501 | -1557.3311 | 9900 | 0 | -759.481 | 0.99
2016-07-22 08:00 | 180000 | 50 | 0 | 200.4 | 150.4 | 200.4 | 560.32 | 2815.0497 | 240.519 | 723.481 | 240.519 | 2574.5308 | 2815.0497 | -2574.5308 | 9900 | 0 | -1557.3311 | 0.99
2016-07-22 09:00 | 180000 | 50 | 0 | 200.4 | 150.4 | 200.4 | 560.32 | 3760.3309 | 240.519 | 723.481 | 240.519 | 3519.812 | 3760.3309 | -3519.812 | 9900 | 0 | -2574.5308 | 0.99
2016-07-22 10:00 | 180000 | 50 | 0 | 200.4 | 150.4 | 200.4 | 560.32 | 4569.2743 | 240.519 | 723.481 | 240.519 | 4328.7553 | 4569.2743 | -4328.7553 | 9900 | 0 | -3519.812 | 0.99
2016-07-22 11:00 | 180000 | 50 | 0 | 200.4 | 150.4 | 200.4 | 560.32 | 5186.7517 | 240.519 | 723.481 | 240.519 | 4946.2327 | 5186.7517 | -4946.2327 | 9900 | 0 | -4328.7553 | 0.99
2016-07-22 12:00 | 180000 | 50 | 0 | 200.4 | 150.4 | 200.4 | 560.32 | 5570.683 | 240.519 | 723.481 | 240.519 | 5330.164 | 5570.683 | -5330.164 | 9900 | 0 | -4946.2327 | 0.99
2016-07-22 13:00 | 180000 | 50 | 0 | 200.4 | 150.4 | 200.4 | 560.32 | 5694.904 | 240.519 | 723.481 | 240.519 | 5454.385 | 5694.904 | -5454.385 | 9900 | 0 | -5330.164 | 0.99
2016-07-22 14:00 | 180000 | 50 | 0 | 200.4 | 150.4 | 200.4 | 560.32 | 3516.9284 | 240.519 | 723.481 | 240.519 | 3276.4094 | 3516.9284 | -3276.4094 | 9900 | 0 | -5454.385 | 0.99
2016-07-22 15:00 | 180000 | 50 | 0 | 200.4 | 150.4 | 200.4 | 560.32 | 5148.6289 | 240.519 | 723.481 | 240.519 | 4908.1099 | 5148.6289 | -4908.1099 | 9900 | 0 | -3276.4094 | 0.99
2016-07-22 16:00 | 180000 | 50 | 0 | 200.4 | 150.4 | 200.4 | 560.32 | 4515.3605 | 240.519 | 723.481 | 240.519 | 4274.8416 | 4515.3605 | -4274.8416 | 9900 | 0 | -4908.1099 | 0.99
2016-07-22 17:00 | 180000 | 50 | 0 | 200.4 | 150.4 | 200.4 | 560.32 | 3694.3004 | 240.519 | 723.481 | 240.519 | 3453.7814 | 3694.3004 | -3453.7814 | 9900 | 0 | -4274.8416 | 0.99
2016-07-22 18:00 | 180000 | 50 | 0 | 200.4 | 150.4 | 200.4 | 560.32 | 2741.4022 | 240.519 | 723.481 | 240.519 | 2500.8833 | 2741.4022 | -2500.8833 | 9900 | 0 | -3453.7814 | 0.99
2016-07-22 19:00 | 180000 | 50 | 0 | 200.4 | 150.4 | 200.4 | 560.32 | 1721.6046 | 240.519 | 723.481 | 240.519 | 1481.0856 | 1721.6046 | -1481.0856 | 9900 | 0 | -2500.8833 | 0.99
2016-07-22 20:00 | 180000 | 50 | 0 | 200.4 | 150.4 | 200.4 | 560.32 | 1000 | 240.519 | 723.481 | 240.519 | 759.481 | 1000 | -759.481 | 9900 | 0 | -1481.0856 | 0.99
2016-07-22 21:00 | 180000 | 50 | 0 | 200.4 | 150.4 | 200.4 | 560.32 | 1000 | 240.519 | 723.481 | 240.519 | 759.481 | 1000 | -759.481 | 9900 | 0 | -759.481 | 0.99
2016-07-22 22:00 | 180000 | 50 | 0 | 200.4 | 150.4 | 200.4 | 560.32 | 1000 | 240.519 | 723.481 | 240.519 | 759.481 | 1000 | -759.481 | 9900 | 0 | -759.481 | 0.99
2016-07-22 23:00 | 180000 | 50 | 0 | 200.4 | 150.4 | 200.4 | 560.32 | 1000 | 240.519 | 723.481 | 240.519 | 759.481 | 1000 | -759.481 | 9900 | 0 | -759.481 | 0.99
2016-07-23 | 180000 | 50 | 0 | 200.4 | 150.4 | 200.4 | 560.32 | 1000 | 240.519 | 723.481 | 240.519 | 759.481 | 1000 | -759.481 | 9900 | 0 | -759.481 | 0.99
2016-07-23 01:00 | 180000 | 50 | 0 | 200.4 | 150.4 | 200.4 | 560.32 | 1000 | 240.519 | 723.481 | 240.519 | 759.481 | 1000 | -759.481 | 9900 | 0 | -759.481 | 0.99
2016-07-23 02:00 | 180000 | 50 | 0 | 200.4 | 150.4 | 200.4 | 560.32 | 1000 | 240.519 | 723.481 | 240.519 | 759.481 | 1000 | -759.481 | 9900 | 0 | -759.481 | 0.99
2016-07-23 03:00 | 180000 | 50 | 0 | 200.4 | 150.4 | 200.4 | 560.32 | 1000 | 240.519 | 723.481 | 240.519 | 759.481 | 1000 | -759.481 | 9900 | 0 | -759.481 | 0.99
2016-07-23 04:00 | 180000 | 50 | 0 | 200.4 | 150.4 | 200.4 | 560.32 | 1000 | 240.519 | 723.481 | 240.519 | 759.481 | 1000 | -759.481 | 9900 | 0 | -759.481 | 0.99
2016-07-23 05:00 | 180000 | 50 | 0 | 200.4 | 150.4 | 200.4 | 560.32 | 1000 | 240.519 | 723.481 | 240.519 | 759.481 | 1000 | -759.481 | 9900 | 0 | -759.481 | 0.99
2016-07-23 06:00 | 180000 | 50 | 0 | 200.4 | 150.4 | 200.4 | 560.32 | 1000 | 240.519 | 723.481 | 240.519 | 759.481 | 1000 | -759.481 | 9900 | 0 | -759.481 | 0.99
2016-07-23 07:00 | 180000 | 50 | 0 | 200.4 | 150.4 | 200.4 | 560.32 | 1789.7098 | 240.519 | 723.481 | 240.519 | 1549.1908 | 1789.7098 | -1549.1908 | 9900 | 0 | -759.481 | 0.99
2016-07-23 08:00 | 180000 | 50 | 0 | 200.4 | 150.4 | 200.4 | 560.32 | 2808.2771 | 240.519 | 723.481 | 240.519 | 2567.7582 | 2808.2771 | -2567.7582 | 9900 | 0 | -1549.1908 | 0.99
2016-07-23 09:00 | 180000 | 50 | 0 | 200.4 | 150.4 | 200.4 | 560.32 | 3754.8699 | 240.519 | 723.481 | 240.519 | 3514.351 | 3754.8699 | -3514.351 | 9900 | 0 | -2567.7582 | 0.99
2016-07-23 10:00 | 180000 | 50 | 0 | 200.4 | 150.4 | 200.4 | 560.32 | 4564.9795 | 240.519 | 723.481 | 240.519 | 4324.4606 | 4564.9795 | -4324.4606 | 9900 | 0 | -3514.351 | 0.99
2016-07-23 11:00 | 180000 | 50 | 0 | 200.4 | 150.4 | 200.4 | 560.32 | 5183.3982 | 240.519 | 723.481 | 240.519 | 4942.8792 | 5183.3982 | -4942.8792 | 9900 | 0 | -4324.4606 | 0.99
2016-07-23 12:00 | 180000 | 50 | 0 | 200.4 | 150.4 | 200.4 | 560.32 | 5567.9818 | 240.519 | 723.481 | 240.519 | 5327.4628 | 5567.9818 | -5327.4628 | 9900 | 0 | -4942.8792 | 0.99
2016-07-23 13:00 | 180000 | 50 | 0 | 200.4 | 150.4 | 200.4 | 560.32 | 5692.5216 | 240.519 | 723.481 | 240.519 | 5452.0026 | 5692.5216 | -5452.0026 | 9900 | 0 | -5327.4628 | 0.99
2016-07-23 14:00 | 180000 | 50 | 0 | 200.4 | 150.4 | 200.4 | 560.32 | 5548.5303 | 240.519 | 723.481 | 240.519 | 5308.0113 | 5548.5303 | -5308.0113 | 9900 | 0 | -5452.0026 | 0.99
2016-07-23 15:00 | 180000 | 50 | 0 | 200.4 | 150.4 | 200.4 | 560.32 | 5145.8208 | 240.519 | 723.481 | 240.519 | 4905.3018 | 5145.8208 | -4905.3018 | 9900 | 0 | -5308.0113 | 0.99
2016-07-23 16:00 | 180000 | 50 | 0 | 200.4 | 150.4 | 200.4 | 560.32 | 4511.837 | 240.519 | 723.481 | 240.519 | 4271.3181 | 4511.837 | -4271.3181 | 9900 | 0 | -4905.3018 | 0.99
2016-07-23 17:00 | 180000 | 50 | 0 | 200.4 | 150.4 | 200.4 | 560.32 | 3689.7839 | 240.519 | 723.481 | 240.519 | 3449.265 | 3689.7839 | -3449.265 | 9900 | 0 | -4271.3181 | 0.99
2016-07-23 18:00 | 180000 | 50 | 0 | 200.4 | 150.4 | 200.4 | 560.32 | 2735.6831 | 240.519 | 723.481 | 240.519 | 2495.1641 | 2735.6831 | -2495.1641 | 9900 | 0 | -3449.265 | 0.99
2016-07-23 19:00 | 180000 | 50 | 0 | 200.4 | 150.4 | 200.4 | 560.32 | 1714.5549 | 240.519 | 723.481 | 240.519 | 1474.036 | 1714.5549 | -1474.036 | 9900 | 0 | -2495.1641 | 0.99
2016-07-23 20:00 | 180000 | 50 | 0 | 200.4 | 150.4 | 200.4 | 560.32 | 984.767 | 240.519 | 723.481 | 240.519 | 744.248 | 984.767 | -744.248 | 9900 | 0 | -1474.036 | 0.99
2016-07-23 21:00 | 180000 | 50 | 0 | 200.4 | 150.4 | 200.4 | 560.32 | 996.3211 | 240.519 | 723.481 | 240.519 | 755.8021 | 996.3211 | -755.8021 | 9900 | 0 | -744.248 | 0.99
2016-07-23 22:00 | 180000 | 50 | 0 | 200.4 | 150.4 | 200.4 | 560.32 | 1000 | 240.519 | 723.481 | 240.519 | 759.481 | 1000 | -759.481 | 9900 | 0 | -755.8021 | 0.99
2016-07-23 23:00 | 180000 | 50 | 0 | 200.4 | 150.4 | 200.4 | 560.32 | 1000 | 240.519 | 723.481 | 240.519 | 759.481 | 1000 | -759.481 | 9900 | 0 | -759.481 | 0.99
2016-07-24 | 180000 | 50 | 0 | 200.4 | 150.4 | 200.4 | 560.32 | 1000 | 240.519 | 723.481 | 240.519 | 759.481 | 1000 | -759.481 | 9900 | 0 | -759.481 | 0.99
2016-07-24 01:00 | 180000 | 50 | 0 | 200.4 | 150.4 | 200.4 | 560.32 | 1000 | 240.519 | 723.481 | 240.519 | 759.481 | 1000 | -759.481 | 9900 | 0 | -759.481 | 0.99
2016-07-24 02:00 | 180000 | 50 | 0 | 200.4 | 150.4 | 200.4 | 560.32 | 1000 | 240.519 | 723.481 | 240.519 | 759.481 | 1000 | -759.481 | 9900 | 0 | -759.481 | 0.99
2016-07-24 03:00 | 180000 | 50 | 0 | 200.4 | 150.4 | 200.4 | 560.32 | 983.9791 | 240.519 | 723.481 | 240.519 | 743.4601 | 983.9791 | -743.4601 | 9900 | 0 | -759.481 | 0.99
2016-07-24 04:00 | 180000 | 50 | -50 | 0 | 150.4 | 0 | 0 | 160.6667 | -723.481 | 723.481 | -723.481 | 884.1477 | 734.8341 | -1458.3151 | 9900 | 0 | -743.4601 | 0.99
2016-07-24 05:00 | 179950 | 50 | -50 | 0 | 0 | 0 | 0 | 160.6667 | 0 | 0 | 0 | 160.6667 | 787.7532 | -787.7532 | 9900 | 0 | -1458.3151 | 0.99
2016-07-24 06:00 | 179900 | 50 | -50 | 0 | 0 | 0 | 0 | 160.6667 | 0 | 0 | 0 | 160.6667 | 802.0008 | -802.0008 | 9900 | 0 | -787.7532 | 0.99
2016-07-24 07:00 | 179850 | 50 | 150 | 200.4 | 0 | 200.4 | 560.32 | 1722.7188 | 964 | 0 | 964 | 758.7188 | 1722.7188 | -758.7188 | 9900 | 0 | -802.0008 | 0.99
2016-07-24 08:00 | 180000 | 50 | 0 | 200.4 | 0.4 | 200.4 | 560.32 | 2670.5219 | 962.0758 | 1.9242 | 962.0758 | 1708.446 | 2670.5219 | -1708.446 | 9900 | 0 | -758.7188 | 0.99
2016-07-24 09:00 | 180000 | 50 | 0 | 200.4 | 150.4 | 200.4 | 560.32 | 3717.5466 | 240.519 | 723.481 | 240.519 | 3477.0276 | 3717.5466 | -3477.0276 | 9900 | 0 | -1708.446 | 0.99
2016-07-24 10:00 | 180000 | 50 | 0 | 200.4 | 150.4 | 200.4 | 560.32 | 4560.6514 | 240.519 | 723.481 | 240.519 | 4320.1324 | 4560.6514 | -4320.1324 | 9900 | 0 | -3477.0276 | 0.99
2016-07-24 11:00 | 180000 | 50 | 0 | 200.4 | 150.4 | 200.4 | 560.32 | 5179.9892 | 240.519 | 723.481 | 240.519 | 4939.4702 | 5179.9892 | -4939.4702 | 9900 | 0 | -4320.1324 | 0.99
2016-07-24 12:00 | 180000 | 50 | 0 | 200.4 | 150.4 | 200.4 | 560.32 | 5565.1922 | 240.519 | 723.481 | 240.519 | 5324.6733 | 5565.1922 | -5324.6733 | 9900 | 0 | -4939.4702 | 0.99
2016-07-24 13:00 | 180000 | 50 | 0 | 200.4 | 150.4 | 200.4 | 560.32 | 5690.0096 | 240.519 | 723.481 | 240.519 | 5449.4907 | 5690.0096 | -5449.4907 | 9900 | 0 | -5324.6733 | 0.99
2016-07-24 14:00 | 180000 | 50 | 0 | 200.4 | 150.4 | 200.4 | 560.32 | 2910.8111 | 240.519 | 723.481 | 240.519 | 2670.2921 | 2910.8111 | -2670.2921 | 9900 | 0 | -5449.4907 | 0.99
2016-07-24 15:00 | 180000 | 50 | 0 | 200.4 | 150.4 | 200.4 | 560.32 | 5140.4759 | 240.519 | 723.481 | 240.519 | 4899.9569 | 5140.4759 | -4899.9569 | 9900 | 0 | -2670.2921 | 0.99
2016-07-24 16:00 | 180000 | 50 | 0 | 200.4 | 150.4 | 200.4 | 560.32 | 4504.4675 | 240.519 | 723.481 | 240.519 | 4263.9485 | 4504.4675 | -4263.9485 | 9900 | 0 | -4899.9569 | 0.99
2016-07-24 17:00 | 180000 | 50 | 0 | 200.4 | 150.4 | 200.4 | 560.32 | 3682.7955 | 240.519 | 723.481 | 240.519 | 3442.2765 | 3682.7955 | -3442.2765 | 9900 | 0 | -4263.9485 | 0.99
2016-07-24 18:00 | 180000 | 50 | 0 | 200.4 | 150.4 | 200.4 | 560.32 | 2727.1142 | 240.519 | 723.481 | 240.519 | 2486.5952 | 2727.1142 | -2486.5952 | 9900 | 0 | -3442.2765 | 0.99
2016-07-24 19:00 | 180000 | 50 | 0 | 200.4 | 150.4 | 200.4 | 560.32 | 1689.2052 | 240.519 | 723.481 | 240.519 | 1448.6862 | 1689.2052 | -1448.6862 | 9900 | 0 | -2486.5952 | 0.99
2016-07-24 20:00 | 180000 | 50 | -50 | 0 | 150.4 | 0 | 0 | 160.6667 | -723.481 | 723.481 | -723.481 | 884.1477 | 815.7114 | -1539.1924 | 9900 | 0 | -1448.6862 | 0.99
2016-07-24 21:00 | 179950 | 50 | -50 | 0 | 0 | 0 | 0 | 160.6667 | 0 | 0 | 0 | 160.6667 | 812.3117 | -812.3117 | 9900 | 0 | -1539.1924 | 0.99
2016-07-24 22:00 | 179900 | 50 | -50 | 0 | 0 | 0 | 0 | 160.6667 | 0 | 0 | 0 | 160.6667 | 728.5938 | -728.5938 | 9900 | 0 | -812.3117 | 0.99
2016-07-24 23:00 | 179850 | 50 | -50 | 0 | 0 | 0 | 0 | 160.6667 | 0 | 0 | 0 | 160.6667 | 714.2121 | -714.2121 | 9900 | 0 | -728.5938 | 0.99
2016-07-25 | 179800 | 50 | -50 | 0 | 0 | 0 | 0 | 160.6667 | 0 | 0 | 0 | 160.6667 | 644.2769 | -644.2769 | 9900 | 0 | -714.2121 | 0.99
2016-07-25 01:00 | 179750 | 50 | -16.6 | 33.4 | 0 | 33.4 | 93.3867 | 160.6667 | 160.6667 | 0 | 160.6667 | 2.8422e-14 | 498.8925 | -338.2259 | 9900 | 0 | -644.2769 | 0.99
2016-07-25 02:00 | 179733.4 | 50 | -16.6 | 33.4 | 0 | 33.4 | 93.3867 | 160.6667 | 160.6667 | 0 | 160.6667 | 0 | 339.7987 | -179.132 | 9900 | 0 | -338.2259 | 0.99
2016-07-25 03:00 | 179716.8 | 50 | -16.6 | 33.4 | 0 | 33.4 | 93.3867 | 160.6667 | 160.6667 | 0 | 160.6667 | 0 | 368.8552 | -208.1886 | 9900 | 0 | -179.132 | 0.99
2016-07-25 04:00 | 179700.2 | 50 | -16.6 | 33.4 | 0 | 33.4 | 93.3867 | 160.6667 | 160.6667 | 0 | 160.6667 | 0 | 200.0649 | -39.3983 | 9900 | 0 | -208.1886 | 0.99
2016-07-25 05:00 | 179683.6 | 50 | -16.6 | 33.4 | 0 | 33.4 | 93.3867 | 160.6667 | 160.6667 | 0 | 160.6667 | 0 | 96.3057 | 64.361 | 9900 | 0 | -39.3983 | 0.99
2016-07-25 06:00 | 179667 | 50 | -16.6 | 33.4 | 0 | 33.4 | 93.3867 | 160.6667 | 160.6667 | 0 | 160.6667 | 0 | 41.5826 | 119.084 | 9842.0751 | 64.361 | 0 | 0.98421
2016-07-25 07:00 | 179650.4 | 50 | -50 | 0 | 0 | 0 | 0 | 160.6667 | 0 | 0 | 0 | 160.6667 | 853.5631 | -853.5631 | 9734.8995 | 119.084 | 0 | 0.97349
2016-07-25 08:00 | 179600.4 | 50 | 150.4 | 200.4 | 0 | 200.4 | 560.32 | 2393.4698 | 964 | 0 | 964 | 1429.4698 | 2393.4698 | -1429.4698 | 9900 | -183.445 | -1037.0081 | 0.99
2016-07-25 09:00 | 179750.8 | 50 | 150.4 | 200.4 | 0 | 200.4 | 560.32 | 3443.3746 | 964 | 0 | 964 | 2479.3746 | 3443.3746 | -2479.3746 | 9900 | 0 | -1429.4698 | 0.99
2016-07-25 10:00 | 179901.2 | 50 | 98.8 | 200.4 | 0 | 200.4 | 560.32 | 4285.3531 | 964 | 0 | 964 | 3321.3531 | 4285.3531 | -3321.3531 | 9900 | 0 | -2479.3746 | 0.99
2016-07-25 11:00 | 180000 | 50 | 0 | 200.4 | 51.6 | 200.4 | 560.32 | 4885.9708 | 715.7844 | 248.2156 | 715.7844 | 4170.1863 | 4885.9708 | -4170.1863 | 9900 | 0 | -3321.3531 | 0.99
2016-07-25 12:00 | 180000 | 50 | 0 | 200.4 | 150.4 | 200.4 | 560.32 | 3222.1432 | 240.519 | 723.481 | 240.519 | 2981.6242 | 3222.1432 | -2981.6242 | 9900 | 0 | -4170.1863 | 0.99
2016-07-25 13:00 | 180000 | 50 | 0 | 200.4 | 150.4 | 200.4 | 560.32 | 5362.4628 | 240.519 | 723.481 | 240.519 | 5121.9438 | 5362.4628 | -5121.9438 | 9900 | 0 | -2981.6242 | 0.99
2016-07-25 14:00 | 180000 | 50 | 0 | 200.4 | 150.4 | 200.4 | 560.32 | 5144.8581 | 240.519 | 723.481 | 240.519 | 4904.3391 | 5144.8581 | -4904.3391 | 9900 | 0 | -5121.9438 | 0.99
2016-07-25 15:00 | 180000 | 50 | 0 | 200.4 | 150.4 | 200.4 | 560.32 | 4549.0996 | 240.519 | 723.481 | 240.519 | 4308.5806 | 4549.0996 | -4308.5806 | 9900 | 0 | -4904.3391 | 0.99
2016-07-25 16:00 | 180000 | 50 | 0 | 200.4 | 150.4 | 200.4 | 560.32 | 4243.4078 | 240.519 | 723.481 | 240.519 | 4002.8888 | 4243.4078 | -4002.8888 | 9900 | 0 | -4308.5806 | 0.99
2016-07-25 17:00 | 180000 | 50 | 0 | 200.4 | 150.4 | 200.4 | 560.32 | 3512.6324 | 240.519 | 723.481 | 240.519 | 3272.1134 | 3512.6324 | -3272.1134 | 9900 | 0 | -4002.8888 | 0.99
2016-07-25 18:00 | 180000 | 50 | 0 | 200.4 | 150.4 | 200.4 | 560.32 | 2033.0598 | 240.519 | 723.481 | 240.519 | 1792.5408 | 2033.0598 | -1792.5408 | 9900 | 0 | -3272.1134 | 0.99
2016-07-25 19:00 | 180000 | 50 | 0 | 200.4 | 150.4 | 200.4 | 560.32 | 1554.6171 | 240.519 | 723.481 | 240.519 | 1314.0982 | 1554.6171 | -1314.0982 | 9900 | 0 | -1792.5408 | 0.99
2016-07-25 20:00 | 180000 | 50 | -50 | 0 | 150.4 | 0 | 0 | 160.6667 | -723.481 | 723.481 | -723.481 | 884.1477 | 839.7186 | -1563.1996 | 9900 | 0 | -1314.0982 | 0.99
2016-07-25 21:00 | 179950 | 50 | -50 | 0 | 0 | 0 | 0 | 160.6667 | 0 | 0 | 0 | 160.6667 | 445.8991 | -445.8991 | 9900 | 0 | -1563.1996 | 0.99
2016-07-25 22:00 | 179900 | 50 | -16.6 | 33.4 | 0 | 33.4 | 93.3867 | 160.6667 | 160.6667 | 0 | 160.6667 | 0 | 413.4917 | -252.825 | 9900 | 0 | -445.8991 | 0.99
2016-07-25 23:00 | 179883.4 | 50 | -50 | 0 | 0 | 0 | 0 | 160.6667 | 0 | 0 | 0 | 160.6667 | 560.0471 | -560.0471 | 9900 | 0 | -252.825 | 0.99
2016-07-26 | 179833.4 | 50 | -50 | 0 | 0 | 0 | 0 | 160.6667 | 0 | 0 | 0 | 160.6667 | 778.7395 | -778.7395 | 9900 | 0 | -560.0471 | 0.99
2016-07-26 01:00 | 179783.4 | 50 | -50 | 0 | 0 | 0 | 0 | 160.6667 | 0 | 0 | 0 | 160.6667 | 603.049 | -603.049 | 9900 | 0 | -778.7395 | 0.99
2016-07-26 02:00 | 179733.4 | 50 | -50 | 0 | 0 | 0 | 0 | 160.6667 | 0 | 0 | 0 | 160.6667 | 579.8799 | -579.8799 | 9900 | 0 | -603.049 | 0.99
2016-07-26 03:00 | 179683.4 | 50 | -16.6 | 33.4 | 0 | 33.4 | 93.3867 | 160.6667 | 160.6667 | 0 | 160.6667 | 2.8422e-14 | 442.7707 | -282.104 | 9900 | 0 | -579.8799 | 0.99
2016-07-26 04:00 | 179666.8 | 50 | -16.6 | 33.4 | 0 | 33.4 | 93.3867 | 160.6667 | 160.6667 | 0 | 160.6667 | 0 | 95.8491 | 64.8175 | 9900 | 0 | -282.104 | 0.99
2016-07-26 05:00 | 179650.2 | 50 | -16.6 | 33.4 | 0 | 33.4 | 93.3867 | 160.6667 | 160.6667 | 0 | 160.6667 | 0 | 148.9408 | 11.7259 | 9841.6642 | 64.8175 | 0 | 0.98417
2016-07-26 06:00 | 179633.6 | 50 | -16.6 | 33.4 | 0 | 33.4 | 93.3867 | 160.6667 | 160.6667 | 0 | 160.6667 | 0 | 167.2727 | -6.6061 | 9831.111 | 11.7259 | 0 | 0.98311
2016-07-26 07:00 | 179617 | 50 | -50 | 0 | 0 | 0 | 0 | 160.6667 | 0 | 0 | 0 | 160.6667 | 949.1793 | -949.1793 | 9837.0564 | -6.6061 | 0 | 0.98371
2016-07-26 08:00 | 179567 | 50 | 150.4 | 200.4 | 0 | 200.4 | 560.32 | 2181.0567 | 964 | 0 | 964 | 1217.0567 | 2181.0567 | -1217.0567 | 9900 | -69.9373 | -1019.1166 | 0.99
2016-07-26 09:00 | 179717.4 | 50 | 150.4 | 200.4 | 0 | 200.4 | 560.32 | 3547.7797 | 964 | 0 | 964 | 2583.7797 | 3547.7797 | -2583.7797 | 9900 | 0 | -1217.0567 | 0.99
2016-07-26 10:00 | 179867.8 | 50 | 132.2 | 200.4 | 0 | 200.4 | 560.32 | 4322.4696 | 964 | 0 | 964 | 3358.4696 | 4322.4696 | -3358.4696 | 9900 | 0 | -2583.7797 | 0.99
2016-07-26 11:00 | 180000 | 50 | 0 | 200.4 | 18.2 | 200.4 | 560.32 | 5025.0143 | 876.4511 | 87.5489 | 876.4511 | 4148.5632 | 5025.0143 | -4148.5632 | 9900 | 0 | -3358.4696 | 0.99
2016-07-26 12:00 | 180000 | 50 | 0 | 200.4 | 150.4 | 200.4 | 560.32 | 5422.6385 | 240.519 | 723.481 | 240.519 | 5182.1195 | 5422.6385 | -5182.1195 | 9900 | 0 | -4148.5632 | 0.99
2016-07-26 13:00 | 180000 | 50 | 0 | 200.4 | 150.4 | 200.4 | 560.32 | 5588.3581 | 240.519 | 723.481 | 240.519 | 5347.8391 | 5588.3581 | -5347.8391 | 9900 | 0 | -5182.1195 | 0.99
2016-07-26 14:00 | 180000 | 50 | 0 | 200.4 | 150.4 | 200.4 | 560.32 | 5417.2936 | 240.519 | 723.481 | 240.519 | 5176.7746 | 5417.2936 | -5176.7746 | 9900 | 0 | -5347.8391 | 0.99
2016-07-26 15:00 | 180000 | 50 | 0 | 200.4 | 150.4 | 200.4 | 560.32 | 5081.3299 | 240.519 | 723.481 | 240.519 | 4840.811 | 5081.3299 | -4840.811 | 9900 | 0 | -5176.7746 | 0.99
2016-07-26 16:00 | 180000 | 50 | 0 | 200.4 | 150.4 | 200.4 | 560.32 | 4444.264 | 240.519 | 723.481 | 240.519 | 4203.745 | 4444.264 | -4203.745 | 9900 | 0 | -4840.811 | 0.99
2016-07-26 17:00 | 180000 | 50 | 0 | 200.4 | 150.4 | 200.4 | 560.32 | 2770.9592 | 240.519 | 723.481 | 240.519 | 2530.4403 | 2770.9592 | -2530.4403 | 9900 | 0 | -4203.745 | 0.99
2016-07-26 18:00 | 180000 | 50 | 0 | 200.4 | 150.4 | 200.4 | 560.32 | 1739.1689 | 240.519 | 723.481 | 240.519 | 1498.6499 | 1739.1689 | -1498.6499 | 9900 | 0 | -2530.4403 | 0.99
2016-07-26 19:00 | 180000 | 50 | -50 | 0 | 150.4 | 0 | 0 | 160.6667 | -723.481 | 723.481 | -723.481 | 884.1477 | 698.5685 | -1422.0495 | 9900 | 0 | -1498.6499 | 0.99
2016-07-26 20:00 | 179950 | 50 | -16.6 | 33.4 | 0 | 33.4 | 93.3867 | 160.6667 | 160.6667 | 0 | 160.6667 | 0 | 17.2456 | 143.4211 | 9900 | 0 | -1422.0495 | 0.99
2016-07-26 21:00 | 179933.4 | 50 | -16.6 | 33.4 | 0 | 33.4 | 93.3867 | 160.6667 | 160.6667 | 0 | 160.6667 | 0 | 331.3734 | -170.7067 | 9770.921 | 143.4211 | 0 | 0.97709
2016-07-26 22:00 | 179916.8 | 50 | -16.6 | 33.4 | 0 | 33.4 | 93.3867 | 160.6667 | 160.6667 | 0 | 160.6667 | 2.8422e-14 | 449.7202 | -289.0536 | 9900 | -143.4211 | -314.1278 | 0.99
2016-07-26 23:00 | 179900.2 | 50 | -50 | 0 | 0 | 0 | 0 | 160.6667 | 0 | 0 | 0 | 160.6667 | 610.5692 | -610.5692 | 9900 | 0 | -289.0536 | 0.99
2016-07-27 | 179850.2 | 50 | -50 | 0 | 0 | 0 | 0 | 160.6667 | 0 | 0 | 0 | 160.6667 | 581.601 | -581.601 | 9900 | 0 | -610.5692 | 0.99
2016-07-27 01:00 | 179800.2 | 50 | -50 | 0 | 0 | 0 | 0 | 160.6667 | 0 | 0 | 0 | 160.6667 | 654.0213 | -654.0213 | 9900 | 0 | -581.601 | 0.99
2016-07-27 02:00 | 179750.2 | 50 | -16.6 | 33.4 | 0 | 33.4 | 93.3867 | 160.6667 | 160.6667 | 0 | 160.6667 | 2.8422e-14 | 451.8217 | -291.1551 | 9900 | 0 | -654.0213 | 0.99
2016-07-27 03:00 | 179733.6 | 50 | -16.6 | 33.4 | 0 | 33.4 | 93.3867 | 160.6667 | 160.6667 | 0 | 160.6667 | 0 | 356.3997 | -195.7331 | 9900 | 0 | -291.1551 | 0.99
2016-07-27 04:00 | 179717 | 50 | -16.6 | 33.4 | 0 | 33.4 | 93.3867 | 160.6667 | 160.6667 | 0 | 160.6667 | 0 | 305.6179 | -144.9513 | 9900 | 0 | -195.7331 | 0.99
2016-07-27 05:00 | 179700.4 | 50 | -16.6 | 33.4 | 0 | 33.4 | 93.3867 | 160.6667 | 160.6667 | 0 | 160.6667 | 0 | 276.2351 | -115.5684 | 9900 | 0 | -144.9513 | 0.99
2016-07-27 06:00 | 179683.8 | 50 | -16.6 | 33.4 | 0 | 33.4 | 93.3867 | 160.6667 | 160.6667 | 0 | 160.6667 | 0 | 264.9624 | -104.2958 | 9900 | 0 | -115.5684 | 0.99
2016-07-27 07:00 | 179667.2 | 50 | -50 | 0 | 0 | 0 | 0 | 160.6667 | 0 | 0 | 0 | 160.6667 | 956.7205 | -956.7205 | 9900 | 0 | -104.2958 | 0.99
2016-07-27 08:00 | 179617.2 | 50 | 150.4 | 200.4 | 0 | 200.4 | 560.32 | 1997.564 | 964 | 0 | 964 | 1033.564 | 1997.564 | -1033.564 | 9900 | 0 | -956.7205 | 0.99
2016-07-27 09:00 | 179767.6 | 50 | 150.4 | 200.4 | 0 | 200.4 | 560.32 | 3293.4904 | 964 | 0 | 964 | 2329.4904 | 3293.4904 | -2329.4904 | 9900 | 0 | -1033.564 | 0.99
2016-07-27 10:00 | 179918 | 50 | 82 | 200.4 | 0 | 200.4 | 560.32 | 4279.569 | 964 | 0 | 964 | 3315.569 | 4279.569 | -3315.569 | 9900 | 0 | -2329.4904 | 0.99
2016-07-27 11:00 | 180000 | 50 | 0 | 200.4 | 68.4 | 200.4 | 560.32 | 5054.9597 | 634.9701 | 329.0299 | 634.9701 | 4419.9897 | 5054.9597 | -4419.9897 | 9900 | 0 | -3315.569 | 0.99
2016-07-27 12:00 | 180000 | 50 | 0 | 200.4 | 150.4 | 200.4 | 560.32 | 5472.7121 | 240.519 | 723.481 | 240.519 | 5232.1931 | 5472.7121 | -5232.1931 | 9900 | 0 | -4419.9897 | 0.99
2016-07-27 13:00 | 180000 | 50 | 0 | 200.4 | 150.4 | 200.4 | 560.32 | 5609.7838 | 240.519 | 723.481 | 240.519 | 5369.2648 | 5609.7838 | -5369.2648 | 9900 | 0 | -5232.1931 | 0.99
2016-07-27 14:00 | 180000 | 50 | 0 | 200.4 | 150.4 | 200.4 | 560.32 | 5452.2745 | 240.519 | 723.481 | 240.519 | 5211.7555 | 5452.2745 | -5211.7555 | 9900 | 0 | -5369.2648 | 0.99
2016-07-27 15:00 | 180000 | 50 | 0 | 200.4 | 150.4 | 200.4 | 560.32 | 4981.5673 | 240.519 | 723.481 | 240.519 | 4741.0483 | 4981.5673 | -4741.0483 | 9900 | 0 | -5211.7555 | 0.99
2016-07-27 16:00 | 180000 | 50 | 0 | 200.4 | 150.4 | 200.4 | 560.32 | 4406.8192 | 240.519 | 723.481 | 240.519 | 4166.3002 | 4406.8192 | -4166.3002 | 9900 | 0 | -4741.0483 | 0.99
2016-07-27 17:00 | 180000 | 50 | 0 | 200.4 | 150.4 | 200.4 | 560.32 | 3647.9331 | 240.519 | 723.481 | 240.519 | 3407.4141 | 3647.9331 | -3407.4141 | 9900 | 0 | -4166.3002 | 0.99
2016-07-27 18:00 | 180000 | 50 | 0 | 200.4 | 150.4 | 200.4 | 560.32 | 2708.4648 | 240.519 | 723.481 | 240.519 | 2467.9459 | 2708.4648 | -2467.9459 | 9900 | 0 | -3407.4141 | 0.99
2016-07-27 19:00 | 180000 | 50 | 0 | 200.4 | 150.4 | 200.4 | 560.32 | 1678.9874 | 240.519 | 723.481 | 240.519 | 1438.4685 | 1678.9874 | -1438.4685 | 9900 | 0 | -2467.9459 | 0.99
2016-07-27 20:00 | 180000 | 50 | -50 | 0 | 150.4 | 0 | 0 | 160.6667 | -723.481 | 723.481 | -723.481 | 884.1477 | 930.2922 | -1653.7732 | 9900 | 0 | -1438.4685 | 0.99
2016-07-27 21:00 | 179950 | 50 | -50 | 0 | 0 | 0 | 0 | 160.6667 | 0 | 0 | 0 | 160.6667 | 794.8434 | -794.8434 | 9900 | 0 | -1653.7732 | 0.99
2016-07-27 22:00 | 179900 | 50 | -50 | 0 | 0 | 0 | 0 | 160.6667 | 0 | 0 | 0 | 160.6667 | 685.9815 | -685.9815 | 9900 | 0 | -794.8434 | 0.99
2016-07-27 23:00 | 179850 | 50 | -50 | 0 | 0 | 0 | 0 | 160.6667 | 0 | 0 | 0 | 160.6667 | 630.9051 | -630.9051 | 9900 | 0 | -685.9815 | 0.99
2016-07-28 | 179800 | 50 | -50 | 0 | 0 | 0 | 0 | 160.6667 | 0 | 0 | 0 | 160.6667 | 934.8376 | -934.8376 | 9900 | 0 | -630.9051 | 0.99
2016-07-28 01:00 | 179750 | 50 | 150.4 | 200.4 | 0 | 200.4 | 560.32 | 986.3579 | 964 | 0 | 964 | 22.3579 | 986.3579 | -22.3579 | 9900 | 0 | -934.8376 | 0.99
2016-07-28 02:00 | 179900.4 | 50 | -50 | 0 | 0 | 0 | 0 | 160.6667 | 0 | 0 | 0 | 160.6667 | 855.9394 | -855.9394 | 9900 | 0 | -22.3579 | 0.99
2016-07-28 03:00 | 179850.4 | 50 | -50 | 0 | 0 | 0 | 0 | 160.6667 | 0 | 0 | 0 | 160.6667 | 855.5368 | -855.5368 | 9900 | 0 | -855.9394 | 0.99
2016-07-28 04:00 | 179800.4 | 50 | -50 | 0 | 0 | 0 | 0 | 160.6667 | 0 | 0 | 0 | 160.6667 | 885.2251 | -885.2251 | 9900 | 0 | -855.5368 | 0.99
2016-07-28 05:00 | 179750.4 | 50 | -50 | 0 | 0 | 0 | 0 | 160.6667 | 0 | 0 | 0 | 160.6667 | 800.1443 | -800.1443 | 9900 | 0 | -885.2251 | 0.99
2016-07-28 06:00 | 179700.4 | 50 | -50 | 0 | 0 | 0 | 0 | 160.6667 | 0 | 0 | 0 | 160.6667 | 760.4213 | -760.4213 | 9900 | 0 | -800.1443 | 0.99
2016-07-28 07:00 | 179650.4 | 50 | 150.4 | 200.4 | 0 | 200.4 | 560.32 | 1090.6497 | 964 | 0 | 964 | 126.6497 | 1090.6497 | -126.6497 | 9900 | 0 | -760.4213 | 0.99
2016-07-28 08:00 | 179800.8 | 50 | 150.4 | 200.4 | 0 | 200.4 | 560.32 | 2315.8918 | 964 | 0 | 964 | 1351.8918 | 2315.8918 | -1351.8918 | 9900 | 0 | -126.6497 | 0.99
2016-07-28 09:00 | 179951.2 | 50 | 48.8 | 200.4 | 0 | 200.4 | 560.32 | 3441.501 | 964 | 0 | 964 | 2477.501 | 3441.501 | -2477.501 | 9900 | 0 | -1351.8918 | 0.99
2016-07-28 10:00 | 180000 | 50 | 0 | 200.4 | 101.6 | 200.4 | 560.32 | 4361.461 | 475.2655 | 488.7345 | 475.2655 | 3886.1955 | 4361.461 | -3886.1955 | 9900 | 0 | -2477.501 | 0.99
2016-07-28 11:00 | 180000 | 50 | 0 | 200.4 | 150.4 | 200.4 | 560.32 | 5082.6967 | 240.519 | 723.481 | 240.519 | 4842.1778 | 5082.6967 | -4842.1778 | 9900 | 0 | -3886.1955 | 0.99
2016-07-28 12:00 | 180000 | 50 | 0 | 200.4 | 150.4 | 200.4 | 560.32 | 5444.2081 | 240.519 | 723.481 | 240.519 | 5203.6892 | 5444.2081 | -5203.6892 | 9900 | 0 | -4842.1778 | 0.99
2016-07-28 13:00 | 180000 | 50 | 0 | 200.4 | 150.4 | 200.4 | 560.32 | 5605.0245 | 240.519 | 723.481 | 240.519 | 5364.5056 | 5605.0245 | -5364.5056 | 9900 | 0 | -5203.6892 | 0.99
2016-07-28 14:00 | 180000 | 50 | 0 | 200.4 | 150.4 | 200.4 | 560.32 | 5464.3618 | 240.519 | 723.481 | 240.519 | 5223.8429 | 5464.3618 | -5223.8429 | 9900 | 0 | -5364.5056 | 0.99
2016-07-28 15:00 | 180000 | 50 | 0 | 200.4 | 150.4 | 200.4 | 560.32 | 5116.885 | 240.519 | 723.481 | 240.519 | 4876.3661 | 5116.885 | -4876.3661 | 9900 | 0 | -5223.8429 | 0.99
2016-07-28 16:00 | 180000 | 50 | 0 | 200.4 | 150.4 | 200.4 | 560.32 | 4490.037 | 240.519 | 723.481 | 240.519 | 4249.518 | 4490.037 | -4249.518 | 9900 | 0 | -4876.3661 | 0.99
2016-07-28 17:00 | 180000 | 50 | 0 | 200.4 | 150.4 | 200.4 | 560.32 | 3662.2846 | 240.519 | 723.481 | 240.519 | 3421.7656 | 3662.2846 | -3421.7656 | 9900 | 0 | -4249.518 | 0.99
2016-07-28 18:00 | 180000 | 50 | 0 | 200.4 | 150.4 | 200.4 | 560.32 | 2698.8806 | 240.519 | 723.481 | 240.519 | 2458.3616 | 2698.8806 | -2458.3616 | 9900 | 0 | -3421.7656 | 0.99
2016-07-28 19:00 | 180000 | 50 | 0 | 200.4 | 150.4 | 200.4 | 560.32 | 1650.0837 | 240.519 | 723.481 | 240.519 | 1409.5647 | 1650.0837 | -1409.5647 | 9900 | 0 | -2458.3616 | 0.99
2016-07-28 20:00 | 180000 | 50 | 0 | 200.4 | 150.4 | 200.4 | 560.32 | 1000 | 240.519 | 723.481 | 240.519 | 759.481 | 1000 | -759.481 | 9900 | 0 | -1409.5647 | 0.99
2016-07-28 21:00 | 180000 | 50 | 0 | 200.4 | 150.4 | 200.4 | 560.32 | 995.8268 | 240.519 | 723.481 | 240.519 | 755.3079 | 995.8268 | -755.3079 | 9900 | 0 | -759.481 | 0.99
2016-07-28 22:00 | 180000 | 50 | -50 | 0 | 150.4 | 0 | 0 | 160.6667 | -723.481 | 723.481 | -723.481 | 884.1477 | 749.4618 | -1472.9428 | 9900 | 0 | -755.3079 | 0.99
2016-07-28 23:00 | 179950 | 50 | -16.6 | 33.4 | 0 | 33.4 | 93.3867 | 160.6667 | 160.6667 | 0 | 160.6667 | 0 | 396.0819 | -235.4152 | 9900 | 0 | -1472.9428 | 0.99
2016-07-29 | 179933.4 | 50 | -50 | 0 | 0 | 0 | 0 | 160.6667 | 0 | 0 | 0 | 160.6667 | 588.0884 | -588.0884 | 9900 | 0 | -235.4152 | 0.99
2016-07-29 01:00 | 179883.4 | 50 | -16.6 | 33.4 | 0 | 33.4 | 93.3867 | 160.6667 | 160.6667 | 0 | 160.6667 | 0 | 404.9898 | -244.3232 | 9900 | 0 | -588.0884 | 0.99
2016-07-29 02:00 | 179866.8 | 50 | -50 | 0 | 0 | 0 | 0 | 160.6667 | 0 | 0 | 0 | 160.6667 | 430.7104 | -430.7104 | 9900 | 0 | -244.3232 | 0.99
2016-07-29 03:00 | 179816.8 | 50 | -50 | 0 | 0 | 0 | 0 | 160.6667 | 0 | 0 | 0 | 160.6667 | 450.1978 | -450.1978 | 9900 | 0 | -430.7104 | 0.99
2016-07-29 04:00 | 179766.8 | 50 | -50 | 0 | 0 | 0 | 0 | 160.6667 | 0 | 0 | 0 | 160.6667 | 640.1462 | -640.1462 | 9900 | 0 | -450.1978 | 0.99
2016-07-29 05:00 | 179716.8 | 50 | -50 | 0 | 0 | 0 | 0 | 160.6667 | 0 | 0 | 0 | 160.6667 | 576.7289 | -576.7289 | 9900 | 0 | -640.1462 | 0.99
2016-07-29 06:00 | 179666.8 | 50 | -50 | 0 | 0 | 0 | 0 | 160.6667 | 0 | 0 | 0 | 160.6667 | 560.4177 | -560.4177 | 9900 | 0 | -576.7289 | 0.99
2016-07-29 07:00 | 179616.8 | 50 | -50 | 0 | 0 | 0 | 0 | 160.6667 | 0 | 0 | 0 | 160.6667 | 962.6589 | -962.6589 | 9900 | 0 | -560.4177 | 0.99
2016-07-29 08:00 | 179566.8 | 50 | 150.4 | 200.4 | 0 | 200.4 | 560.32 | 2068.008 | 964 | 0 | 964 | 1104.008 | 2068.008 | -1104.008 | 9900 | 0 | -962.6589 | 0.99
2016-07-29 09:00 | 179717.2 | 50 | 150.4 | 200.4 | 0 | 200.4 | 560.32 | 3218.0008 | 964 | 0 | 964 | 2254.0008 | 3218.0008 | -2254.0008 | 9900 | 0 | -1104.008 | 0.99
2016-07-29 10:00 | 179867.6 | 50 | 132.4 | 200.4 | 0 | 200.4 | 560.32 | 4293.5509 | 964 | 0 | 964 | 3329.5509 | 4293.5509 | -3329.5509 | 9900 | 0 | -2254.0008 | 0.99
2016-07-29 11:00 | 180000 | 50 | 0 | 200.4 | 18 | 200.4 | 560.32 | 2570.7414 | 877.4132 | 86.5868 | 877.4132 | 1693.3282 | 2570.7414 | -1693.3282 | 9900 | 0 | -3329.5509 | 0.99
2016-07-29 12:00 | 180000 | 50 | 0 | 200.4 | 150.4 | 200.4 | 560.32 | 5397.0844 | 240.519 | 723.481 | 240.519 | 5156.5655 | 5397.0844 | -5156.5655 | 9900 | 0 | -1693.3282 | 0.99
2016-07-29 13:00 | 180000 | 50 | 0 | 200.4 | 150.4 | 200.4 | 560.32 | 5527.758 | 240.519 | 723.481 | 240.519 | 5287.2391 | 5527.758 | -5287.2391 | 9900 | 0 | -5156.5655 | 0.99
2016-07-29 14:00 | 180000 | 50 | 0 | 200.4 | 150.4 | 200.4 | 560.32 | 5421.1483 | 240.519 | 723.481 | 240.519 | 5180.6294 | 5421.1483 | -5180.6294 | 9900 | 0 | -5287.2391 | 0.99
2016-07-29 15:00 | 180000 | 50 | 0 | 200.4 | 150.4 | 200.4 | 560.32 | 5016.6186 | 240.519 | 723.481 | 240.519 | 4776.0997 | 5016.6186 | -4776.0997 | 9900 | 0 | -5180.6294 | 0.99
2016-07-29 16:00 | 180000 | 50 | 0 | 200.4 | 150.4 | 200.4 | 560.32 | 4200.0304 | 240.519 | 723.481 | 240.519 | 3959.5115 | 4200.0304 | -3959.5115 | 9900 | 0 | -4776.0997 | 0.99
2016-07-29 17:00 | 180000 | 50 | 0 | 200.4 | 150.4 | 200.4 | 560.32 | 3474.2182 | 240.519 | 723.481 | 240.519 | 3233.6992 | 3474.2182 | -3233.6992 | 9900 | 0 | -3959.5115 | 0.99
2016-07-29 18:00 | 180000 | 50 | 0 | 200.4 | 150.4 | 200.4 | 560.32 | 2522.9534 | 240.519 | 723.481 | 240.519 | 2282.4344 | 2522.9534 | -2282.4344 | 9900 | 0 | -3233.6992 | 0.99
2016-07-29 19:00 | 180000 | 50 | 0 | 200.4 | 150.4 | 200.4 | 560.32 | 1661.6188 | 240.519 | 723.481 | 240.519 | 1421.0998 | 1661.6188 | -1421.0998 | 9900 | 0 | -2282.4344 | 0.99
2016-07-29 20:00 | 180000 | 50 | 0 | 200.4 | 150.4 | 200.4 | 560.32 | 1000 | 240.519 | 723.481 | 240.519 | 759.481 | 1000 | -759.481 | 9900 | 0 | -1421.0998 | 0.99
2016-07-29 21:00 | 180000 | 50 | 0 | 200.4 | 150.4 | 200.4 | 560.32 | 981.4084 | 240.519 | 723.481 | 240.519 | 740.8894 | 981.4084 | -740.8894 | 9900 | 0 | -759.481 | 0.99
2016-07-29 22:00 | 180000 | 50 | -50 | 0 | 150.4 | 0 | 0 | 160.6667 | -723.481 | 723.481 | -723.481 | 884.1477 | 892.7965 | -1616.2776 | 9900 | 0 | -740.8894 | 0.99
2016-07-29 23:00 | 179950 | 50 | 50 | 200.4 | 0 | 200.4 | 560.32 | 996.2619 | 964 | 0 | 964 | 32.2619 | 996.2619 | -32.2619 | 9900 | 0 | -1616.2776 | 0.99
2016-07-30 | 180000 | 50 | 0 | 200.4 | 100.4 | 200.4 | 560.32 | 997.0253 | 481.0379 | 482.9621 | 481.0379 | 515.9873 | 997.0253 | -515.9873 | 9900 | 0 | -32.2619 | 0.99
2016-07-30 01:00 | 180000 | 50 | 0 | 200.4 | 150.4 | 200.4 | 560.32 | 999.7569 | 240.519 | 723.481 | 240.519 | 759.2379 | 999.7569 | -759.2379 | 9900 | 0 | -515.9873 | 0.99
2016-07-30 02:00 | 180000 | 50 | 0 | 200.4 | 150.4 | 200.4 | 560.32 | 1000 | 240.519 | 723.481 | 240.519 | 759.481 | 1000 | -759.481 | 9900 | 0 | -759.2379 | 0.99
2016-07-30 03:00 | 180000 | 50 | 0 | 200.4 | 150.4 | 200.4 | 560.32 | 1000 | 240.519 | 723.481 | 240.519 | 759.481 | 1000 | -759.481 | 9900 | 0 | -759.481 | 0.99
2016-07-30 04:00 | 180000 | 50 | 0 | 200.4 | 150.4 | 200.4 | 560.32 | 996.5209 | 240.519 | 723.481 | 240.519 | 756.002 | 996.5209 | -756.002 | 9900 | 0 | -759.481 | 0.99
2016-07-30 05:00 | 180000 | 50 | 0 | 200.4 | 150.4 | 200.4 | 560.32 | 997.2287 | 240.519 | 723.481 | 240.519 | 756.7098 | 997.2287 | -756.7098 | 9900 | 0 | -756.002 | 0.99
2016-07-30 06:00 | 180000 | 50 | 0 | 200.4 | 150.4 | 200.4 | 560.32 | 1000 | 240.519 | 723.481 | 240.519 | 759.481 | 1000 | -759.481 | 9900 | 0 | -756.7098 | 0.99
2016-07-30 07:00 | 180000 | 50 | 0 | 200.4 | 150.4 | 200.4 | 560.32 | 1730.5022 | 240.519 | 723.481 | 240.519 | 1489.9832 | 1730.5022 | -1489.9832 | 9900 | 0 | -759.481 | 0.99
2016-07-30 08:00 | 180000 | 50 | 0 | 200.4 | 150.4 | 200.4 | 560.32 | 2756.5655 | 240.519 | 723.481 | 240.519 | 2516.0466 | 2756.5655 | -2516.0466 | 9900 | 0 | -1489.9832 | 0.99
2016-07-30 09:00 | 180000 | 50 | 0 | 200.4 | 150.4 | 200.4 | 560.32 | 3716.0666 | 240.519 | 723.481 | 240.519 | 3475.5476 | 3716.0666 | -3475.5476 | 9900 | 0 | -2516.0466 | 0.99
2016-07-30 10:00 | 180000 | 50 | 0 | 200.4 | 150.4 | 200.4 | 560.32 | 4533.96 | 240.519 | 723.481 | 240.519 | 4293.441 | 4533.96 | -4293.441 | 9900 | 0 | -3475.5476 | 0.99
2016-07-30 11:00 | 180000 | 50 | 0 | 200.4 | 150.4 | 200.4 | 560.32 | 5158.2593 | 240.519 | 723.481 | 240.519 | 4917.7404 | 5158.2593 | -4917.7404 | 9900 | 0 | -4293.441 | 0.99
2016-07-30 12:00 | 180000 | 50 | 0 | 200.4 | 150.4 | 200.4 | 560.32 | 5546.4198 | 240.519 | 723.481 | 240.519 | 5305.9008 | 5546.4198 | -5305.9008 | 9900 | 0 | -4917.7404 | 0.99
2016-07-30 13:00 | 180000 | 50 | 0 | 200.4 | 150.4 | 200.4 | 560.32 | 5671.9887 | 240.519 | 723.481 | 240.519 | 5431.4698 | 5671.9887 | -5431.4698 | 9900 | 0 | -5305.9008 | 0.99
2016-07-30 14:00 | 180000 | 50 | 0 | 200.4 | 150.4 | 200.4 | 560.32 | 5526.4089 | 240.519 | 723.481 | 240.519 | 5285.89 | 5526.4089 | -5285.89 | 9900 | 0 | -5431.4698 | 0.99
2016-07-30 15:00 | 180000 | 50 | 0 | 200.4 | 150.4 | 200.4 | 560.32 | 5119.6014 | 240.519 | 723.481 | 240.519 | 4879.0824 | 5119.6014 | -4879.0824 | 9900 | 0 | -5285.89 | 0.99
2016-07-30 16:00 | 180000 | 50 | 0 | 200.4 | 150.4 | 200.4 | 560.32 | 4479.2894 | 240.519 | 723.481 | 240.519 | 4238.7704 | 4479.2894 | -4238.7704 | 9900 | 0 | -4879.0824 | 0.99
2016-07-30 17:00 | 180000 | 50 | 0 | 200.4 | 150.4 | 200.4 | 560.32 | 2860.5597 | 240.519 | 723.481 | 240.519 | 2620.0407 | 2860.5597 | -2620.0407 | 9900 | 0 | -4238.7704 | 0.99
2016-07-30 18:00 | 180000 | 50 | 0 | 200.4 | 150.4 | 200.4 | 560.32 | 2685.6359 | 240.519 | 723.481 | 240.519 | 2445.1169 | 2685.6359 | -2445.1169 | 9900 | 0 | -2620.0407 | 0.99
2016-07-30 19:00 | 180000 | 50 | 0 | 200.4 | 150.4 | 200.4 | 560.32 | 1654.529 | 240.519 | 723.481 | 240.519 | 1414.01 | 1654.529 | -1414.01 | 9900 | 0 | -2445.1169 | 0.99
2016-07-30 20:00 | 180000 | 50 | 0 | 200.4 | 150.4 | 200.4 | 560.32 | 1000 | 240.519 | 723.481 | 240.519 | 759.481 | 1000 | -759.481 | 9900 | 0 | -1414.01 | 0.99
2016-07-30 21:00 | 180000 | 50 | 0 | 200.4 | 150.4 | 200.4 | 560.32 | 1000 | 240.519 | 723.481 | 240.519 | 759.481 | 1000 | -759.481 | 9900 | 0 | -759.481 | 0.99
2016-07-30 22:00 | 180000 | 50 | 0 | 200.4 | 150.4 | 200.4 | 560.32 | 1000 | 240.519 | 723.481 | 240.519 | 759.481 | 1000 | -759.481 | 9900 | 0 | -759.481 | 0.99
2016-07-30 23:00 | 180000 | 50 | 0 | 200.4 | 150.4 | 200.4 | 560.32 | 993.3579 | 240.519 | 723.481 | 240.519 | 752.8389 | 993.3579 | -752.8389 | 9900 | 0 | -759.481 | 0.99
2016-07-31 | 180000 | 50 | -50 | 0 | 150.4 | 0 | 0 | 160.6667 | -723.481 | 723.481 | -723.481 | 884.1477 | 736.3997 | -1459.8807 | 9900 | 0 | -752.8389 | 0.99
2016-07-31 01:00 | 179950 | 50 | -50 | 0 | 0 | 0 | 0 | 160.6667 | 0 | 0 | 0 | 160.6667 | 848.9394 | -848.9394 | 9900 | 0 | -1459.8807 | 0.99
2016-07-31 02:00 | 179900 | 50 | 100 | 200.4 | 0 | 200.4 | 560.32 | 999.4726 | 964 | 0 | 964 | 35.4726 | 999.4726 | -35.4726 | 9900 | 0 | -848.9394 | 0.99
2016-07-31 03:00 | 180000 | 50 | 0 | 200.4 | 50.4 | 200.4 | 560.32 | 1000 | 721.5569 | 242.4431 | 721.5569 | 278.4431 | 1000 | -278.4431 | 9900 | 0 | -35.4726 | 0.99
2016-07-31 04:00 | 180000 | 50 | 0 | 200.4 | 150.4 | 200.4 | 560.32 | 996.1703 | 240.519 | 723.481 | 240.519 | 755.6513 | 996.1703 | -755.6513 | 9900 | 0 | -278.4431 | 0.99
2016-07-31 05:00 | 180000 | 50 | 0 | 200.4 | 150.4 | 200.4 | 560.32 | 1000 | 240.519 | 723.481 | 240.519 | 759.481 | 1000 | -759.481 | 9900 | 0 | -755.6513 | 0.99
2016-07-31 06:00 | 180000 | 50 | 0 | 200.4 | 150.4 | 200.4 | 560.32 | 1000 | 240.519 | 723.481 | 240.519 | 759.481 | 1000 | -759.481 | 9900 | 0 | -759.481 | 0.99
2016-07-31 07:00 | 180000 | 50 | 0 | 200.4 | 150.4 | 200.4 | 560.32 | 1723.5074 | 240.519 | 723.481 | 240.519 | 1482.9884 | 1723.5074 | -1482.9884 | 9900 | 0 | -759.481 | 0.99
2016-07-31 08:00 | 180000 | 50 | 0 | 200.4 | 150.4 | 200.4 | 560.32 | 2753.4214 | 240.519 | 723.481 | 240.519 | 2512.9024 | 2753.4214 | -2512.9024 | 9900 | 0 | -1482.9884 | 0.99
2016-07-31 09:00 | 180000 | 50 | 0 | 200.4 | 150.4 | 200.4 | 560.32 | 3710.4539 | 240.519 | 723.481 | 240.519 | 3469.9349 | 3710.4539 | -3469.9349 | 9900 | 0 | -2512.9024 | 0.99
2016-07-31 10:00 | 180000 | 50 | 0 | 200.4 | 150.4 | 200.4 | 560.32 | 4529.3847 | 240.519 | 723.481 | 240.519 | 4288.8657 | 4529.3847 | -4288.8657 | 9900 | 0 | -3469.9349 | 0.99
2016-07-31 11:00 | 180000 | 50 | 0 | 200.4 | 150.4 | 200.4 | 560.32 | 5154.4049 | 240.519 | 723.481 | 240.519 | 4913.886 | 5154.4049 | -4913.886 | 9900 | 0 | -4288.8657 | 0.99
2016-07-31 12:00 | 180000 | 50 | 0 | 200.4 | 150.4 | 200.4 | 560.32 | 5542.9206 | 240.519 | 723.481 | 240.519 | 5302.4016 | 5542.9206 | -5302.4016 | 9900 | 0 | -4913.886 | 0.99
2016-07-31 13:00 | 180000 | 50 | 0 | 200.4 | 150.4 | 200.4 | 560.32 | 5668.4549 | 240.519 | 723.481 | 240.519 | 5427.9359 | 5668.4549 | -5427.9359 | 9900 | 0 | -5302.4016 | 0.99
2016-07-31 14:00 | 180000 | 50 | 0 | 200.4 | 150.4 | 200.4 | 560.32 | 5522.453 | 240.519 | 723.481 | 240.519 | 5281.934 | 5522.453 | -5281.934 | 9900 | 0 | -5427.9359 | 0.99
2016-07-31 15:00 | 180000 | 50 | 0 | 200.4 | 150.4 | 200.4 | 560.32 | 5114.8645 | 240.519 | 723.481 | 240.519 | 4874.3456 | 5114.8645 | -4874.3456 | 9900 | 0 | -5281.934 | 0.99
2016-07-31 16:00 | 180000 | 50 | 0 | 200.4 | 150.4 | 200.4 | 560.32 | 4473.4661 | 240.519 | 723.481 | 240.519 | 4232.9472 | 4473.4661 | -4232.9472 | 9900 | 0 | -4874.3456 | 0.99
2016-07-31 17:00 | 180000 | 50 | 0 | 200.4 | 150.4 | 200.4 | 560.32 | 3083.1267 | 240.519 | 723.481 | 240.519 | 2842.6077 | 3083.1267 | -2842.6077 | 9900 | 0 | -4232.9472 | 0.99
2016-07-31 18:00 | 180000 | 50 | 0 | 200.4 | 150.4 | 200.4 | 560.32 | 2677.0353 | 240.519 | 723.481 | 240.519 | 2436.5163 | 2677.0353 | -2436.5163 | 9900 | 0 | -2842.6077 | 0.99
2016-07-31 19:00 | 180000 | 50 | 0 | 200.4 | 150.4 | 200.4 | 560.32 | 1644.4266 | 240.519 | 723.481 | 240.519 | 1403.9076 | 1644.4266 | -1403.9076 | 9900 | 0 | -2436.5163 | 0.99
2016-07-31 20:00 | 180000 | 50 | 0 | 200.4 | 150.4 | 200.4 | 560.32 | 1000 | 240.519 | 723.481 | 240.519 | 759.481 | 1000 | -759.481 | 9900 | 0 | -1403.9076 | 0.99
2016-07-31 21:00 | 180000 | 50 | 0 | 200.4 | 150.4 | 200.4 | 560.32 | 1000 | 240.519 | 723.481 | 240.519 | 759.481 | 1000 | -759.481 | 9900 | 0 | -759.481 | 0.99
2016-07-31 22:00 | 180000 | 50 | 0 | 200.4 | 150.4 | 200.4 | 560.32 | 1000 | 240.519 | 723.481 | 240.519 | 759.481 | 1000 | -759.481 | 9900 | 0 | -759.481 | 0.99
2016-07-31 23:00 | 180000 | 50 | 0 | 200.4 | 150.4 | 200.4 | 560.32 | 1000 | 240.519 | 723.481 | 240.519 | 759.481 | 1000 | -759.481 | 9900 | 0 | -759.481 | 0.99
2016-08-01 | 180000 | 50 | 0 | 200.4 | 150.4 | 200.4 | 560.32 | 1000 | 240.519 | 723.481 | 240.519 | 759.481 | 1000 | -759.481 | 9900 | 0 | -759.481 | 0.99
2016-08-01 01:00 | 180000 | 50 | 0 | 200.4 | 150.4 | 200.4 | 560.32 | 1000 | 240.519 | 723.481 | 240.519 | 759.481 | 1000 | -759.481 | 9900 | 0 | -759.481 | 0.99
2016-08-01 02:00 | 180000 | 50 | 0 | 200.4 | 150.4 | 200.4 | 560.32 | 1000 | 240.519 | 723.481 | 240.519 | 759.481 | 1000 | -759.481 | 9900 | 0 | -759.481 | 0.99
2016-08-01 03:00 | 180000 | 50 | 0 | 200.4 | 150.4 | 200.4 | 560.32 | 1000 | 240.519 | 723.481 | 240.519 | 759.481 | 1000 | -759.481 | 9900 | 0 | -759.481 | 0.99
2016-08-01 04:00 | 180000 | 50 | 0 | 200.4 | 150.4 | 200.4 | 560.32 | 994.6609 | 240.519 | 723.481 | 240.519 | 754.1419 | 994.6609 | -754.1419 | 9900 | 0 | -759.481 | 0.99
2016-08-01 05:00 | 180000 | 50 | -50 | 0 | 150.4 | 0 | 0 | 160.6667 | -723.481 | 723.481 | -723.481 | 884.1477 | 635.6448 | -1359.1258 | 9900 | 0 | -754.1419 | 0.99
2016-08-01 06:00 | 179950 | 50 | -16.6 | 33.4 | 0 | 33.4 | 93.3867 | 160.6667 | 160.6667 | 0 | 160.6667 | 2.8422e-14 | 467.3449 | -306.6783 | 9900 | 0 | -1359.1258 | 0.99
2016-08-01 07:00 | 179933.4 | 50 | 66.6 | 200.4 | 0 | 200.4 | 560.32 | 1712.1848 | 964 | 0 | 964 | 748.1848 | 1712.1848 | -748.1848 | 9900 | 0 | -306.6783 | 0.99
2016-08-01 08:00 | 180000 | 50 | 0 | 200.4 | 83.8 | 200.4 | 560.32 | 2746.5217 | 560.8902 | 403.1098 | 560.8902 | 2185.6315 | 2746.5217 | -2185.6315 | 9900 | 0 | -748.1848 | 0.99
2016-08-01 09:00 | 180000 | 50 | 0 | 200.4 | 150.4 | 200.4 | 560.32 | 3704.8259 | 240.519 | 723.481 | 240.519 | 3464.307 | 3704.8259 | -3464.307 | 9900 | 0 | -2185.6315 | 0.99
2016-08-01 10:00 | 180000 | 50 | 0 | 200.4 | 150.4 | 200.4 | 560.32 | 4524.7705 | 240.519 | 723.481 | 240.519 | 4284.2516 | 4524.7705 | -4284.2516 | 9900 | 0 | -3464.307 | 0.99
2016-08-01 11:00 | 180000 | 50 | 0 | 200.4 | 150.4 | 200.4 | 560.32 | 5150.4776 | 240.519 | 723.481 | 240.519 | 4909.9586 | 5150.4776 | -4909.9586 | 9900 | 0 | -4284.2516 | 0.99
2016-08-01 12:00 | 180000 | 50 | 0 | 200.4 | 150.4 | 200.4 | 560.32 | 5539.3062 | 240.519 | 723.481 | 240.519 | 5298.7873 | 5539.3062 | -5298.7873 | 9900 | 0 | -4909.9586 | 0.99
2016-08-01 13:00 | 180000 | 50 | 0 | 200.4 | 150.4 | 200.4 | 560.32 | 5664.7584 | 240.519 | 723.481 | 240.519 | 5424.2395 | 5664.7584 | -5424.2395 | 9900 | 0 | -5298.7873 | 0.99
2016-08-01 14:00 | 180000 | 50 | 0 | 200.4 | 150.4 | 200.4 | 560.32 | 5518.2848 | 240.519 | 723.481 | 240.519 | 5277.7658 | 5518.2848 | -5277.7658 | 9900 | 0 | -5424.2395 | 0.99
2016-08-01 15:00 | 180000 | 50 | 0 | 200.4 | 150.4 | 200.4 | 560.32 | 4493.0266 | 240.519 | 723.481 | 240.519 | 4252.5076 | 4493.0266 | -4252.5076 | 9900 | 0 | -5277.7658 | 0.99
2016-08-01 16:00 | 180000 | 50 | 0 | 200.4 | 150.4 | 200.4 | 560.32 | 4467.3388 | 240.519 | 723.481 | 240.519 | 4226.8199 | 4467.3388 | -4226.8199 | 9900 | 0 | -4252.5076 | 0.99
2016-08-01 17:00 | 180000 | 50 | 0 | 200.4 | 150.4 | 200.4 | 560.32 | 3634.4868 | 240.519 | 723.481 | 240.519 | 3393.9678 | 3634.4868 | -3393.9678 | 9900 | 0 | -4226.8199 | 0.99
2016-08-01 18:00 | 180000 | 50 | 0 | 200.4 | 150.4 | 200.4 | 560.32 | 2668.0685 | 240.519 | 723.481 | 240.519 | 2427.5496 | 2668.0685 | -2427.5496 | 9900 | 0 | -3393.9678 | 0.99
2016-08-01 19:00 | 180000 | 50 | 0 | 200.4 | 150.4 | 200.4 | 560.32 | 1633.944 | 240.519 | 723.481 | 240.519 | 1393.425 | 1633.944 | -1393.425 | 9900 | 0 | -2427.5496 | 0.99
2016-08-01 20:00 | 180000 | 50 | 0 | 200.4 | 150.4 | 200.4 | 560.32 | 998.1573 | 240.519 | 723.481 | 240.519 | 757.6383 | 998.1573 | -757.6383 | 9900 | 0 | -1393.425 | 0.99
2016-08-01 21:00 | 180000 | 50 | 0 | 200.4 | 150.4 | 200.4 | 560.32 | 998.1825 | 240.519 | 723.481 | 240.519 | 757.6636 | 998.1825 | -757.6636 | 9900 | 0 | -757.6383 | 0.99
2016-08-01 22:00 | 180000 | 50 | 0 | 200.4 | 150.4 | 200.4 | 560.32 | 985.9084 | 240.519 | 723.481 | 240.519 | 745.3894 | 985.9084 | -745.3894 | 9900 | 0 | -757.6636 | 0.99
2016-08-01 23:00 | 180000 | 50 | 0 | 200.4 | 150.4 | 200.4 | 560.32 | 998.0548 | 240.519 | 723.481 | 240.519 | 757.5359 | 998.0548 | -757.5359 | 9900 | 0 | -745.3894 | 0.99
2016-08-02 | 180000 | 50 | 0 | 200.4 | 150.4 | 200.4 | 560.32 | 996.4336 | 240.519 | 723.481 | 240.519 | 755.9147 | 996.4336 | -755.9147 | 9900 | 0 | -757.5359 | 0.99
2016-08-02 01:00 | 180000 | 50 | 0 | 200.4 | 150.4 | 200.4 | 560.32 | 983.9791 | 240.519 | 723.481 | 240.519 | 743.4601 | 983.9791 | -743.4601 | 9900 | 0 | -755.9147 | 0.99
2016-08-02 02:00 | 180000 | 50 | -50 | 0 | 150.4 | 0 | 0 | 160.6667 | -723.481 | 723.481 | -723.481 | 884.1477 | 774.7135 | -1498.1946 | 9900 | 0 | -743.4601 | 0.99
2016-08-02 03:00 | 179950 | 50 | -50 | 0 | 0 | 0 | 0 | 160.6667 | 0 | 0 | 0 | 160.6667 | 593.6225 | -593.6225 | 9900 | 0 | -1498.1946 | 0.99
2016-08-02 04:00 | 179900 | 50 | -50 | 0 | 0 | 0 | 0 | 160.6667 | 0 | 0 | 0 | 160.6667 | 766.5051 | -766.5051 | 9900 | 0 | -593.6225 | 0.99
2016-08-02 05:00 | 179850 | 50 | -50 | 0 | 0 | 0 | 0 | 160.6667 | 0 | 0 | 0 | 160.6667 | 856.4329 | -856.4329 | 9900 | 0 | -766.5051 | 0.99
2016-08-02 06:00 | 179800 | 50 | -50 | 0 | 0 | 0 | 0 | 160.6667 | 0 | 0 | 0 | 160.6667 | 752.3247 | -752.3247 | 9900 | 0 | -856.4329 | 0.99
2016-08-02 07:00 | 179750 | 50 | 150.4 | 200.4 | 0 | 200.4 | 560.32 | 1473.4598 | 964 | 0 | 964 | 509.4598 | 1473.4598 | -509.4598 | 9900 | 0 | -752.3247 | 0.99
2016-08-02 08:00 | 179900.4 | 50 | 99.6 | 200.4 | 0 | 200.4 | 560.32 | 2590.7934 | 964 | 0 | 964 | 1626.7934 | 2590.7934 | -1626.7934 | 9900 | 0 | -509.4598 | 0.99
2016-08-02 09:00 | 180000 | 50 | 0 | 200.4 | 50.8 | 200.4 | 560.32 | 3548.3952 | 719.6327 | 244.3673 | 719.6327 | 2828.7624 | 3548.3952 | -2828.7624 | 9900 | 0 | -1626.7934 | 0.99
2016-08-02 10:00 | 180000 | 50 | 0 | 200.4 | 150.4 | 200.4 | 560.32 | 4390.2634 | 240.519 | 723.481 | 240.519 | 4149.7445 | 4390.2634 | -4149.7445 | 9900 | 0 | -2828.7624 | 0.99
2016-08-02 11:00 | 180000 | 50 | 0 | 200.4 | 150.4 | 200.4 | 560.32 | 5031.7908 | 240.519 | 723.481 | 240.519 | 4791.2718 | 5031.7908 | -4791.2718 | 9900 | 0 | -4149.7445 | 0.99
2016-08-02 12:00 | 180000 | 50 | 0 | 200.4 | 150.4 | 200.4 | 560.32 | 5329.0075 | 240.519 | 723.481 | 240.519 | 5088.4885 | 5329.0075 | -5088.4885 | 9900 | 0 | -4791.2718 | 0.99
2016-08-02 13:00 | 180000 | 50 | 0 | 200.4 | 150.4 | 200.4 | 560.32 | 5460.5697 | 240.519 | 723.481 | 240.519 | 5220.0508 | 5460.5697 | -5220.0508 | 9900 | 0 | -5088.4885 | 0.99
2016-08-02 14:00 | 180000 | 50 | 0 | 200.4 | 150.4 | 200.4 | 560.32 | 2871.8763 | 240.519 | 723.481 | 240.519 | 2631.3574 | 2871.8763 | -2631.3574 | 9900 | 0 | -5220.0508 | 0.99
2016-08-02 15:00 | 180000 | 50 | 0 | 200.4 | 150.4 | 200.4 | 560.32 | 4917.6778 | 240.519 | 723.481 | 240.519 | 4677.1589 | 4917.6778 | -4677.1589 | 9900 | 0 | -2631.3574 | 0.99
2016-08-02 16:00 | 180000 | 50 | 0 | 200.4 | 150.4 | 200.4 | 560.32 | 4263.7997 | 240.519 | 723.481 | 240.519 | 4023.2807 | 4263.7997 | -4023.2807 | 9900 | 0 | -4677.1589 | 0.99
2016-08-02 17:00 | 180000 | 50 | 0 | 200.4 | 150.4 | 200.4 | 560.32 | 3495.7068 | 240.519 | 723.481 | 240.519 | 3255.1879 | 3495.7068 | -3255.1879 | 9900 | 0 | -4023.2807 | 0.99
2016-08-02 18:00 | 180000 | 50 | 0 | 200.4 | 150.4 | 200.4 | 560.32 | 2486.6486 | 240.519 | 723.481 | 240.519 | 2246.1297 | 2486.6486 | -2246.1297 | 9900 | 0 | -3255.1879 | 0.99
2016-08-02 19:00 | 180000 | 50 | 0 | 200.4 | 150.4 | 200.4 | 560.32 | 1262.9751 | 240.519 | 723.481 | 240.519 | 1022.4561 | 1262.9751 | -1022.4561 | 9900 | 0 | -2246.1297 | 0.99
2016-08-02 20:00 | 180000 | 50 | -50 | 0 | 150.4 | 0 | 0 | 160.6667 | -723.481 | 723.481 | -723.481 | 884.1477 | 729.1753 | -1452.6564 | 9900 | 0 | -1022.4561 | 0.99
2016-08-02 21:00 | 179950 | 50 | -50 | 0 | 0 | 0 | 0 | 160.6667 | 0 | 0 | 0 | 160.6667 | 899.8615 | -899.8615 | 9900 | 0 | -1452.6564 | 0.99
2016-08-02 22:00 | 179900 | 50 | -50 | 0 | 0 | 0 | 0 | 160.6667 | 0 | 0 | 0 | 160.6667 | 697.8398 | -697.8398 | 9900 | 0 | -899.8615 | 0.99
2016-08-02 23:00 | 179850 | 50 | -50 | 0 | 0 | 0 | 0 | 160.6667 | 0 | 0 | 0 | 160.6667 | 543.7625 | -543.7625 | 9900 | 0 | -697.8398 | 0.99
2016-08-03 | 179800 | 50 | -16.6 | 33.4 | 0 | 33.4 | 93.3867 | 160.6667 | 160.6667 | 0 | 160.6667 | 0 | 332.2179 | -171.5513 | 9900 | 0 | -543.7625 | 0.99
2016-08-03 01:00 | 179783.4 | 50 | -50 | 0 | 0 | 0 | 0 | 160.6667 | 0 | 0 | 0 | 160.6667 | 461.8283 | -461.8283 | 9900 | 0 | -171.5513 | 0.99
2016-08-03 02:00 | 179733.4 | 50 | -50 | 0 | 0 | 0 | 0 | 160.6667 | 0 | 0 | 0 | 160.6667 | 860.5888 | -860.5888 | 9900 | 0 | -461.8283 | 0.99
2016-08-03 03:00 | 179683.4 | 50 | -50 | 0 | 0 | 0 | 0 | 160.6667 | 0 | 0 | 0 | 160.6667 | 861.6277 | -861.6277 | 9900 | 0 | -860.5888 | 0.99
2016-08-03 04:00 | 179633.4 | 50 | -50 | 0 | 0 | 0 | 0 | 160.6667 | 0 | 0 | 0 | 160.6667 | 600.0569 | -600.0569 | 9900 | 0 | -861.6277 | 0.99
2016-08-03 05:00 | 179583.4 | 50 | -16.6 | 33.4 | 0 | 33.4 | 93.3867 | 160.6667 | 160.6667 | 0 | 160.6667 | 0 | 253.6788 | -93.0121 | 9900 | 0 | -600.0569 | 0.99
2016-08-03 06:00 | 179566.8 | 50 | -16.6 | 33.4 | 0 | 33.4 | 93.3867 | 160.6667 | 160.6667 | 0 | 160.6667 | 0 | 127.1342 | 33.5325 | 9900 | 0 | -93.0121 | 0.99
2016-08-03 07:00 | 179550.2 | 50 | -50 | 0 | 0 | 0 | 0 | 160.6667 | 0 | 0 | 0 | 160.6667 | 941.8357 | -941.8357 | 9869.8208 | 33.5325 | 0 | 0.98698
2016-08-03 08:00 | 179500.2 | 50 | 150.4 | 200.4 | 0 | 200.4 | 560.32 | 2380.3321 | 964 | 0 | 964 | 1416.3321 | 2380.3321 | -1416.3321 | 9900 | -33.5325 | -975.3682 | 0.99
2016-08-03 09:00 | 179650.6 | 50 | 150.4 | 200.4 | 0 | 200.4 | 560.32 | 3651.7828 | 964 | 0 | 964 | 2687.7828 | 3651.7828 | -2687.7828 | 9900 | 0 | -1416.3321 | 0.99
2016-08-03 10:00 | 179801 | 50 | 150.4 | 200.4 | 0 | 200.4 | 560.32 | 4463.9378 | 964 | 0 | 964 | 3499.9378 | 4463.9378 | -3499.9378 | 9900 | 0 | -2687.7828 | 0.99
2016-08-03 11:00 | 179951.4 | 50 | 48.6 | 200.4 | 0 | 200.4 | 560.32 | 5138.1751 | 964 | 0 | 964 | 4174.1751 | 5138.1751 | -4174.1751 | 9900 | 0 | -3499.9378 | 0.99
2016-08-03 12:00 | 180000 | 50 | 0 | 200.4 | 101.8 | 200.4 | 560.32 | 5504.2019 | 474.3034 | 489.6966 | 474.3034 | 5029.8986 | 5504.2019 | -5029.8986 | 9900 | 0 | -4174.1751 | 0.99
2016-08-03 13:00 | 180000 | 50 | 0 | 200.4 | 150.4 | 200.4 | 560.32 | 5652.8711 | 240.519 | 723.481 | 240.519 | 5412.3521 | 5652.8711 | -5412.3521 | 9900 | 0 | -5029.8986 | 0.99
2016-08-03 14:00 | 180000 | 50 | 0 | 200.4 | 150.4 | 200.4 | 560.32 | 5506.0344 | 240.519 | 723.481 | 240.519 | 5265.5154 | 5506.0344 | -5265.5154 | 9900 | 0 | -5412.3521 | 0.99
2016-08-03 15:00 | 180000 | 50 | 0 | 200.4 | 150.4 | 200.4 | 560.32 | 5047.9612 | 240.519 | 723.481 | 240.519 | 4807.4422 | 5047.9612 | -4807.4422 | 9900 | 0 | -5265.5154 | 0.99
2016-08-03 16:00 | 180000 | 50 | 0 | 200.4 | 150.4 | 200.4 | 560.32 | 3661.3998 | 240.519 | 723.481 | 240.519 | 3420.8808 | 3661.3998 | -3420.8808 | 9900 | 0 | -4807.4422 | 0.99
2016-08-03 17:00 | 180000 | 50 | 0 | 200.4 | 150.4 | 200.4 | 560.32 | 3370.5975 | 240.519 | 723.481 | 240.519 | 3130.0785 | 3370.5975 | -3130.0785 | 9900 | 0 | -3420.8808 | 0.99
2016-08-03 18:00 | 180000 | 50 | 0 | 200.4 | 150.4 | 200.4 | 560.32 | 2486.4161 | 240.519 | 723.481 | 240.519 | 2245.8971 | 2486.4161 | -2245.8971 | 9900 | 0 | -3130.0785 | 0.99
2016-08-03 19:00 | 180000 | 50 | 0 | 200.4 | 150.4 | 200.4 | 560.32 | 1438.7953 | 240.519 | 723.481 | 240.519 | 1198.2763 | 1438.7953 | -1198.2763 | 9900 | 0 | -2245.8971 | 0.99
2016-08-03 20:00 | 180000 | 50 | -50 | 0 | 150.4 | 0 | 0 | 160.6667 | -723.481 | 723.481 | -723.481 | 884.1477 | 641.9469 | -1365.4279 | 9900 | 0 | -1198.2763 | 0.99
2016-08-03 21:00 | 179950 | 50 | -50 | 0 | 0 | 0 | 0 | 160.6667 | 0 | 0 | 0 | 160.6667 | 487.907 | -487.907 | 9900 | 0 | -1365.4279 | 0.99
2016-08-03 22:00 | 179900 | 50 | -16.6 | 33.4 | 0 | 33.4 | 93.3867 | 160.6667 | 160.6667 | 0 | 160.6667 | 0 | 406.757 | -246.0904 | 9900 | 0 | -487.907 | 0.99
2016-08-03 23:00 | 179883.4 | 50 | -16.6 | 33.4 | 0 | 33.4 | 93.3867 | 160.6667 | 160.6667 | 0 | 160.6667 | 0 | 370.4673 | -209.8007 | 9900 | 0 | -246.0904 | 0.99
2016-08-04 | 179866.8 | 50 | -16.6 | 33.4 | 0 | 33.4 | 93.3867 | 160.6667 | 160.6667 | 0 | 160.6667 | 0 | 267.017 | -106.3503 | 9900 | 0 | -209.8007 | 0.99
2016-08-04 01:00 | 179850.2 | 50 | -16.6 | 33.4 | 0 | 33.4 | 93.3867 | 160.6667 | 160.6667 | 0 | 160.6667 | 0 | 315.8664 | -155.1997 | 9900 | 0 | -106.3503 | 0.99
2016-08-04 02:00 | 179833.6 | 50 | -16.6 | 33.4 | 0 | 33.4 | 93.3867 | 160.6667 | 160.6667 | 0 | 160.6667 | 0 | 354.6532 | -193.9866 | 9900 | 0 | -155.1997 | 0.99
2016-08-04 03:00 | 179817 | 50 | -50 | 0 | 0 | 0 | 0 | 160.6667 | 0 | 0 | 0 | 160.6667 | 523.228 | -523.228 | 9900 | 0 | -193.9866 | 0.99
2016-08-04 04:00 | 179767 | 50 | -50 | 0 | 0 | 0 | 0 | 160.6667 | 0 | 0 | 0 | 160.6667 | 536.8249 | -536.8249 | 9900 | 0 | -523.228 | 0.99
2016-08-04 05:00 | 179717 | 50 | -50 | 0 | 0 | 0 | 0 | 160.6667 | 0 | 0 | 0 | 160.6667 | 682.91 | -682.91 | 9900 | 0 | -536.8249 | 0.99
2016-08-04 06:00 | 179667 | 50 | -50 | 0 | 0 | 0 | 0 | 160.6667 | 0 | 0 | 0 | 160.6667 | 665.5926 | -665.5926 | 9900 | 0 | -682.91 | 0.99
2016-08-04 07:00 | 179617 | 50 | 150.4 | 200.4 | 0 | 200.4 | 560.32 | 1592.3609 | 964 | 0 | 964 | 628.3609 | 1592.3609 | -628.3609 | 9900 | 0 | -665.5926 | 0.99
2016-08-04 08:00 | 179767.4 | 50 | 150.4 | 200.4 | 0 | 200.4 | 560.32 | 2557.6936 | 964 | 0 | 964 | 1593.6936 | 2557.6936 | -1593.6936 | 9900 | 0 | -628.3609 | 0.99
2016-08-04 09:00 | 179917.8 | 50 | 82.2 | 200.4 | 0 | 200.4 | 560.32 | 3615.4283 | 964 | 0 | 964 | 2651.4283 | 3615.4283 | -2651.4283 | 9900 | 0 | -1593.6936 | 0.99
2016-08-04 10:00 | 180000 | 50 | 0 | 200.4 | 68.2 | 200.4 | 560.32 | 4495.1051 | 635.9321 | 328.0679 | 635.9321 | 3859.1729 | 4495.1051 | -3859.1729 | 9900 | 0 | -2651.4283 | 0.99
2016-08-04 11:00 | 180000 | 50 | 0 | 200.4 | 150.4 | 200.4 | 560.32 | 5134.4626 | 240.519 | 723.481 | 240.519 | 4893.9436 | 5134.4626 | -4893.9436 | 9900 | 0 | -3859.1729 | 0.99
2016-08-04 12:00 | 180000 | 50 | 0 | 200.4 | 150.4 | 200.4 | 560.32 | 5512.5741 | 240.519 | 723.481 | 240.519 | 5272.0552 | 5512.5741 | -5272.0552 | 9900 | 0 | -4893.9436 | 0.99
2016-08-04 13:00 | 180000 | 50 | 0 | 200.4 | 150.4 | 200.4 | 560.32 | 5643.2975 | 240.519 | 723.481 | 240.519 | 5402.7786 | 5643.2975 | -5402.7786 | 9900 | 0 | -5272.0552 | 0.99
2016-08-04 14:00 | 180000 | 50 | 0 | 200.4 | 150.4 | 200.4 | 560.32 | 5483.1762 | 240.519 | 723.481 | 240.519 | 5242.6573 | 5483.1762 | -5242.6573 | 9900 | 0 | -5402.7786 | 0.99
2016-08-04 15:00 | 180000 | 50 | 0 | 200.4 | 150.4 | 200.4 | 560.32 | 5093.2744 | 240.519 | 723.481 | 240.519 | 4852.7554 | 5093.2744 | -4852.7554 | 9900 | 0 | -5242.6573 | 0.99
2016-08-04 16:00 | 180000 | 50 | 0 | 200.4 | 150.4 | 200.4 | 560.32 | 4447.1023 | 240.519 | 723.481 | 240.519 | 4206.5833 | 4447.1023 | -4206.5833 | 9900 | 0 | -4852.7554 | 0.99
2016-08-04 17:00 | 180000 | 50 | 0 | 200.4 | 150.4 | 200.4 | 560.32 | 3576.3067 | 240.519 | 723.481 | 240.519 | 3335.7877 | 3576.3067 | -3335.7877 | 9900 | 0 | -4206.5833 | 0.99
2016-08-04 18:00 | 180000 | 50 | 0 | 200.4 | 150.4 | 200.4 | 560.32 | 2525.8168 | 240.519 | 723.481 | 240.519 | 2285.2978 | 2525.8168 | -2285.2978 | 9900 | 0 | -3335.7877 | 0.99
2016-08-04 19:00 | 180000 | 50 | 0 | 200.4 | 150.4 | 200.4 | 560.32 | 1375.3886 | 240.519 | 723.481 | 240.519 | 1134.8696 | 1375.3886 | -1134.8696 | 9900 | 0 | -2285.2978 | 0.99
2016-08-04 20:00 | 180000 | 50 | -50 | 0 | 150.4 | 0 | 0 | 160.6667 | -723.481 | 723.481 | -723.481 | 884.1477 | 832.8355 | -1556.3165 | 9900 | 0 | -1134.8696 | 0.99
2016-08-04 21:00 | 179950 | 50 | 50 | 200.4 | 0 | 200.4 | 560.32 | 1000 | 964 | 0 | 964 | 36 | 1000 | -36 | 9900 | 0 | -1556.3165 | 0.99
2016-08-04 22:00 | 180000 | 50 | 0 | 200.4 | 100.4 | 200.4 | 560.32 | 1000 | 481.0379 | 482.9621 | 481.0379 | 518.9621 | 1000 | -518.9621 | 9900 | 0 | -36 | 0.99
2016-08-04 23:00 | 180000 | 50 | -50 | 0 | 150.4 | 0 | 0 | 160.6667 | -723.481 | 723.481 | -723.481 | 884.1477 | 683.8103 | -1407.2913 | 9900 | 0 | -518.9621 | 0.99
2016-08-05 | 179950 | 50 | -50 | 0 | 0 | 0 | 0 | 160.6667 | 0 | 0 | 0 | 160.6667 | 807.5923 | -807.5923 | 9900 | 0 | -1407.2913 | 0.99
2016-08-05 01:00 | 179900 | 50 | -50 | 0 | 0 | 0 | 0 | 160.6667 | 0 | 0 | 0 | 160.6667 | 953.0195 | -953.0195 | 9900 | 0 | -807.5923 | 0.99
2016-08-05 02:00 | 179850 | 50 | -50 | 0 | 0 | 0 | 0 | 160.6667 | 0 | 0 | 0 | 160.6667 | 953.0519 | -953.0519 | 9900 | 0 | -953.0195 | 0.99
2016-08-05 03:00 | 179800 | 50 | -50 | 0 | 0 | 0 | 0 | 160.6667 | 0 | 0 | 0 | 160.6667 | 503.7644 | -503.7644 | 9900 | 0 | -953.0519 | 0.99
2016-08-05 04:00 | 179750 | 50 | -50 | 0 | 0 | 0 | 0 | 160.6667 | 0 | 0 | 0 | 160.6667 | 571.433 | -571.433 | 9900 | 0 | -503.7644 | 0.99
2016-08-05 05:00 | 179700 | 50 | 150.4 | 200.4 | 0 | 200.4 | 560.32 | 1000 | 964 | 0 | 964 | 36 | 1000 | -36 | 9900 | 0 | -571.433 | 0.99
2016-08-05 06:00 | 179850.4 | 50 | 149.6 | 200.4 | 0 | 200.4 | 560.32 | 1000 | 964 | 0 | 964 | 36 | 1000 | -36 | 9900 | 0 | -36 | 0.99
2016-08-05 07:00 | 180000 | 50 | 0 | 200.4 | 0.8 | 200.4 | 560.32 | 1681.8148 | 960.1517 | 3.8483 | 960.1517 | 721.6631 | 1681.8148 | -721.6631 | 9900 | 0 | -36 | 0.99
2016-08-05 08:00 | 180000 | 50 | 0 | 200.4 | 150.4 | 200.4 | 560.32 | 2718.9226 | 240.519 | 723.481 | 240.519 | 2478.4037 | 2718.9226 | -2478.4037 | 9900 | 0 | -721.6631 | 0.99
2016-08-05 09:00 | 180000 | 50 | 0 | 200.4 | 150.4 | 200.4 | 560.32 | 3682.1647 | 240.519 | 723.481 | 240.519 | 3441.6458 | 3682.1647 | -3441.6458 | 9900 | 0 | -2478.4037 | 0.99
2016-08-05 10:00 | 180000 | 50 | 0 | 200.4 | 150.4 | 200.4 | 560.32 | 3554.6299 | 240.519 | 723.481 | 240.519 | 3314.111 | 3554.6299 | -3314.111 | 9900 | 0 | -3441.6458 | 0.99
2016-08-05 11:00 | 180000 | 50 | 0 | 200.4 | 150.4 | 200.4 | 560.32 | 5133.9857 | 240.519 | 723.481 | 240.519 | 4893.4668 | 5133.9857 | -4893.4668 | 9900 | 0 | -3314.111 | 0.99
2016-08-05 12:00 | 180000 | 50 | 0 | 200.4 | 150.4 | 200.4 | 560.32 | 5523.6254 | 240.519 | 723.481 | 240.519 | 5283.1064 | 5523.6254 | -5283.1064 | 9900 | 0 | -4893.4668 | 0.99
2016-08-05 13:00 | 180000 | 50 | 0 | 200.4 | 150.4 | 200.4 | 560.32 | 5648.2635 | 240.519 | 723.481 | 240.519 | 5407.7445 | 5648.2635 | -5407.7445 | 9900 | 0 | -5283.1064 | 0.99
2016-08-05 14:00 | 180000 | 50 | 0 | 200.4 | 150.4 | 200.4 | 560.32 | 5499.4061 | 240.519 | 723.481 | 240.519 | 5258.8871 | 5499.4061 | -5258.8871 | 9900 | 0 | -5407.7445 | 0.99
2016-08-05 15:00 | 180000 | 50 | 0 | 200.4 | 150.4 | 200.4 | 560.32 | 5087.1977 | 240.519 | 723.481 | 240.519 | 4846.6787 | 5087.1977 | -4846.6787 | 9900 | 0 | -5258.8871 | 0.99
2016-08-05 16:00 | 180000 | 50 | 0 | 200.4 | 150.4 | 200.4 | 560.32 | 4439.7295 | 240.519 | 723.481 | 240.519 | 4199.2105 | 4439.7295 | -4199.2105 | 9900 | 0 | -4846.6787 | 0.99
2016-08-05 17:00 | 180000 | 50 | 0 | 200.4 | 150.4 | 200.4 | 560.32 | 3590.2914 | 240.519 | 723.481 | 240.519 | 3349.7724 | 3590.2914 | -3349.7724 | 9900 | 0 | -4199.2105 | 0.99
2016-08-05 18:00 | 180000 | 50 | 0 | 200.4 | 150.4 | 200.4 | 560.32 | 2602.5191 | 240.519 | 723.481 | 240.519 | 2362.0002 | 2602.5191 | -2362.0002 | 9900 | 0 | -3349.7724 | 0.99
2016-08-05 19:00 | 180000 | 50 | 0 | 200.4 | 150.4 | 200.4 | 560.32 | 1360.6932 | 240.519 | 723.481 | 240.519 | 1120.1742 | 1360.6932 | -1120.1742 | 9900 | 0 | -2362.0002 | 0.99
2016-08-05 20:00 | 180000 | 50 | -50 | 0 | 150.4 | 0 | 0 | 160.6667 | -723.481 | 723.481 | -723.481 | 884.1477 | 759.4372 | -1482.9183 | 9900 | 0 | -1120.1742 | 0.99
2016-08-05 21:00 | 179950 | 50 | -50 | 0 | 0 | 0 | 0 | 160.6667 | 0 | 0 | 0 | 160.6667 | 731.8146 | -731.8146 | 9900 | 0 | -1482.9183 | 0.99
2016-08-05 22:00 | 179900 | 50 | -50 | 0 | 0 | 0 | 0 | 160.6667 | 0 | 0 | 0 | 160.6667 | 900.4545 | -900.4545 | 9900 | 0 | -731.8146 | 0.99
2016-08-05 23:00 | 179850 | 50 | -50 | 0 | 0 | 0 | 0 | 160.6667 | 0 | 0 | 0 | 160.6667 | 776.3239 | -776.3239 | 9900 | 0 | -900.4545 | 0.99
2016-08-06 | 179800 | 50 | -16.6 | 33.4 | 0 | 33.4 | 93.3867 | 160.6667 | 160.6667 | 0 | 160.6667 | 2.8422e-14 | 484.4681 | -323.8014 | 9900 | 0 | -776.3239 | 0.99
2016-08-06 01:00 | 179783.4 | 50 | 150.4 | 200.4 | 0 | 200.4 | 560.32 | 979.6761 | 964 | 0 | 964 | 15.6761 | 979.6761 | -15.6761 | 9900 | 0 | -323.8014 | 0.99
2016-08-06 02:00 | 179933.8 | 50 | -16.6 | 33.4 | 0 | 33.4 | 93.3867 | 160.6667 | 160.6667 | 0 | 160.6667 | 0 | 232.3017 | -71.6351 | 9900 | 0 | -15.6761 | 0.99
2016-08-06 03:00 | 179917.2 | 50 | -50 | 0 | 0 | 0 | 0 | 160.6667 | 0 | 0 | 0 | 160.6667 | 744.8542 | -744.8542 | 9900 | 0 | -71.6351 | 0.99
2016-08-06 04:00 | 179867.2 | 50 | -16.6 | 33.4 | 0 | 33.4 | 93.3867 | 160.6667 | 160.6667 | 0 | 160.6667 | 0 | 347.9745 | -187.3078 | 9900 | 0 | -744.8542 | 0.99
2016-08-06 05:00 | 179850.6 | 50 | -16.6 | 33.4 | 0 | 33.4 | 93.3867 | 160.6667 | 160.6667 | 0 | 160.6667 | 0 | 1.6566 | 159.0101 | 9900 | 0 | -187.3078 | 0.99
2016-08-06 06:00 | 179834 | 50 | -16.6 | 33.4 | 0 | 33.4 | 93.3867 | 160.6667 | 160.6667 | 0 | 160.6667 | 0 | 23.7352 | 136.9315 | 9756.8909 | 159.0101 | 0 | 0.97569
2016-08-06 07:00 | 179817.4 | 50 | 150.4 | 200.4 | 0 | 200.4 | 560.32 | 1314.7045 | 964 | 0 | 964 | 350.7045 | 1314.7045 | -350.7045 | 9633.6526 | 136.9315 | 0 | 0.96337
2016-08-06 08:00 | 179967.8 | 50 | 32.2 | 200.4 | 0 | 200.4 | 560.32 | 2471.0205 | 964 | 0 | 964 | 1507.0205 | 2471.0205 | -1507.0205 | 9900 | -295.9416 | -646.646 | 0.99
2016-08-06 09:00 | 180000 | 50 | 0 | 200.4 | 118.2 | 200.4 | 560.32 | 2976.2895 | 395.4132 | 568.5868 | 395.4132 | 2580.8763 | 2976.2895 | -2580.8763 | 9900 | 0 | -1507.0205 | 0.99
2016-08-06 10:00 | 180000 | 50 | 0 | 200.4 | 150.4 | 200.4 | 560.32 | 4497.3827 | 240.519 | 723.481 | 240.519 | 4256.8637 | 4497.3827 | -4256.8637 | 9900 | 0 | -2580.8763 | 0.99
2016-08-06 11:00 | 180000 | 50 | 0 | 200.4 | 150.4 | 200.4 | 560.32 | 5115.0613 | 240.519 | 723.481 | 240.519 | 4874.5423 | 5115.0613 | -4874.5423 | 9900 | 0 | -4256.8637 | 0.99
2016-08-06 12:00 | 180000 | 50 | 0 | 200.4 | 150.4 | 200.4 | 560.32 | 5519.3809 | 240.519 | 723.481 | 240.519 | 5278.862 | 5519.3809 | -5278.862 | 9900 | 0 | -4874.5423 | 0.99
2016-08-06 13:00 | 180000 | 50 | 0 | 200.4 | 150.4 | 200.4 | 560.32 | 5643.6921 | 240.519 | 723.481 | 240.519 | 5403.1731 | 5643.6921 | -5403.1731 | 9900 | 0 | -5278.862 | 0.99
2016-08-06 14:00 | 180000 | 50 | 0 | 200.4 | 150.4 | 200.4 | 560.32 | 5494.1148 | 240.519 | 723.481 | 240.519 | 5253.5958 | 5494.1148 | -5253.5958 | 9900 | 0 | -5403.1731 | 0.99
2016-08-06 15:00 | 180000 | 50 | 0 | 200.4 | 150.4 | 200.4 | 560.32 | 4958.4572 | 240.519 | 723.481 | 240.519 | 4717.9383 | 4958.4572 | -4717.9383 | 9900 | 0 | -5253.5958 | 0.99
2016-08-06 16:00 | 180000 | 50 | 0 | 200.4 | 150.4 | 200.4 | 560.32 | 3516.262 | 240.519 | 723.481 | 240.519 | 3275.743 | 3516.262 | -3275.743 | 9900 | 0 | -4717.9383 | 0.99
2016-08-06 17:00 | 180000 | 50 | 0 | 200.4 | 150.4 | 200.4 | 560.32 | 2674.0551 | 240.519 | 723.481 | 240.519 | 2433.5362 | 2674.0551 | -2433.5362 | 9900 | 0 | -3275.743 | 0.99
2016-08-06 18:00 | 180000 | 50 | 0 | 200.4 | 150.4 | 200.4 | 560.32 | 1626.8853 | 240.519 | 723.481 | 240.519 | 1386.3664 | 1626.8853 | -1386.3664 | 9900 | 0 | -2433.5362 | 0.99
2016-08-06 19:00 | 180000 | 50 | -50 | 0 | 150.4 | 0 | 0 | 160.6667 | -723.481 | 723.481 | -723.481 | 884.1477 | 589.4362 | -1312.9172 | 9900 | 0 | -1386.3664 | 0.99
2016-08-06 20:00 | 179950 | 50 | -50 | 0 | 0 | 0 | 0 | 160.6667 | 0 | 0 | 0 | 160.6667 | 631.62 | -631.62 | 9900 | 0 | -1312.9172 | 0.99
2016-08-06 21:00 | 179900 | 50 | -50 | 0 | 0 | 0 | 0 | 160.6667 | 0 | 0 | 0 | 160.6667 | 793.7251 | -793.7251 | 9900 | 0 | -631.62 | 0.99
2016-08-06 22:00 | 179850 | 50 | -16.6 | 33.4 | 0 | 33.4 | 93.3867 | 160.6667 | 160.6667 | 0 | 160.6667 | 0 | 286.7907 | -126.124 | 9900 | 0 | -793.7251 | 0.99
2016-08-06 23:00 | 179833.4 | 50 | -50 | 0 | 0 | 0 | 0 | 160.6667 | 0 | 0 | 0 | 160.6667 | 482.5337 | -482.5337 | 9900 | 0 | -126.124 | 0.99
2016-08-07 | 179783.4 | 50 | 150.4 | 200.4 | 0 | 200.4 | 560.32 | 974.2367 | 964 | 0 | 964 | 10.2367 | 974.2367 | -10.2367 | 9900 | 0 | -482.5337 | 0.99
2016-08-07 01:00 | 179933.8 | 50 | 66.2 | 200.4 | 0 | 200.4 | 560.32 | 965.1191 | 964 | 0 | 964 | 1.1191 | 965.1191 | -1.1191 | 9900 | 0 | -10.2367 | 0.99
2016-08-07 02:00 | 180000 | 50 | -50 | 0 | 84.2 | 0 | 0 | 160.6667 | -405.0339 | 405.0339 | -405.0339 | 565.7006 | 801.1956 | -1206.2295 | 9900 | 0 | -1.1191 | 0.99
2016-08-07 03:00 | 179950 | 50 | -50 | 0 | 0 | 0 | 0 | 160.6667 | 0 | 0 | 0 | 160.6667 | 859.0303 | -859.0303 | 9900 | 0 | -1206.2295 | 0.99
2016-08-07 04:00 | 179900 | 50 | -16.6 | 33.4 | 0 | 33.4 | 93.3867 | 160.6667 | 160.6667 | 0 | 160.6667 | 0 | 144.3117 | 16.355 | 9900 | 0 | -859.0303 | 0.99
2016-08-07 05:00 | 179883.4 | 50 | -16.6 | 33.4 | 0 | 33.4 | 93.3867 | 160.6667 | 160.6667 | 0 | 160.6667 | 0 | 4.501 | 156.1657 | 9885.2805 | 16.355 | 0 | 0.98853
2016-08-07 06:00 | 179866.8 | 50 | -16.6 | 33.4 | 0 | 33.4 | 93.3867 | 160.6667 | 160.6667 | 0 | 160.6667 | 0 | 201.6303 | -40.9636 | 9744.7314 | 156.1657 | 0 | 0.97447
2016-08-07 07:00 | 179850.2 | 50 | 149.8 | 200.4 | 0 | 200.4 | 560.32 | 1076.6359 | 964 | 0 | 964 | 112.6359 | 1076.6359 | -112.6359 | 9781.5987 | -40.9636 | 0 | 0.97816
2016-08-07 08:00 | 180000 | 50 | 0 | 200.4 | 0.6 | 200.4 | 560.32 | 1719.36 | 961.1138 | 2.8862 | 961.1138 | 758.2462 | 1719.36 | -758.2462 | 9882.971 | -112.6359 | 0 | 0.9883
2016-08-07 09:00 | 180000 | 50 | 0 | 200.4 | 150.4 | 200.4 | 560.32 | 2678.4685 | 240.519 | 723.481 | 240.519 | 2437.9495 | 2678.4685 | -2437.9495 | 9900 | -18.9211 | -777.1673 | 0.99
2016-08-07 10:00 | 180000 | 50 | 0 | 200.4 | 150.4 | 200.4 | 560.32 | 3520.2636 | 240.519 | 723.481 | 240.519 | 3279.7446 | 3520.2636 | -3279.7446 | 9900 | 0 | -2437.9495 | 0.99
2016-08-07 11:00 | 180000 | 50 | 0 | 200.4 | 150.4 | 200.4 | 560.32 | 4703.7862 | 240.519 | 723.481 | 240.519 | 4463.2672 | 4703.7862 | -4463.2672 | 9900 | 0 | -3279.7446 | 0.99
2016-08-07 12:00 | 180000 | 50 | 0 | 200.4 | 150.4 | 200.4 | 560.32 | 5427.2288 | 240.519 | 723.481 | 240.519 | 5186.7098 | 5427.2288 | -5186.7098 | 9900 | 0 | -4463.2672 | 0.99
2016-08-07 13:00 | 180000 | 50 | 0 | 200.4 | 150.4 | 200.4 | 560.32 | 5638.3527 | 240.519 | 723.481 | 240.519 | 5397.8338 | 5638.3527 | -5397.8338 | 9900 | 0 | -5186.7098 | 0.99
2016-08-07 14:00 | 180000 | 50 | 0 | 200.4 | 150.4 | 200.4 | 560.32 | 5461.8389 | 240.519 | 723.481 | 240.519 | 5221.3199 | 5461.8389 | -5221.3199 | 9900 | 0 | -5397.8338 | 0.99
2016-08-07 15:00 | 180000 | 50 | 0 | 200.4 | 150.4 | 200.4 | 560.32 | 5037.4957 | 240.519 | 723.481 | 240.519 | 4796.9767 | 5037.4957 | -4796.9767 | 9900 | 0 | -5221.3199 | 0.99
2016-08-07 16:00 | 180000 | 50 | 0 | 200.4 | 150.4 | 200.4 | 560.32 | 4351.6262 | 240.519 | 723.481 | 240.519 | 4111.1072 | 4351.6262 | -4111.1072 | 9900 | 0 | -4796.9767 | 0.99
2016-08-07 17:00 | 180000 | 50 | 0 | 200.4 | 150.4 | 200.4 | 560.32 | 3021.3622 | 240.519 | 723.481 | 240.519 | 2780.8433 | 3021.3622 | -2780.8433 | 9900 | 0 | -4111.1072 | 0.99
2016-08-07 18:00 | 180000 | 50 | 0 | 200.4 | 150.4 | 200.4 | 560.32 | 1679.4788 | 240.519 | 723.481 | 240.519 | 1438.9598 | 1679.4788 | -1438.9598 | 9900 | 0 | -2780.8433 | 0.99
2016-08-07 19:00 | 180000 | 50 | -50 | 0 | 150.4 | 0 | 0 | 160.6667 | -723.481 | 723.481 | -723.481 | 884.1477 | 567.972 | -1291.453 | 9900 | 0 | -1438.9598 | 0.99
2016-08-07 20:00 | 179950 | 50 | -16.6 | 33.4 | 0 | 33.4 | 93.3867 | 160.6667 | 160.6667 | 0 | 160.6667 | 0 | 7.1169 | 153.5498 | 9900 | 0 | -1291.453 | 0.99
2016-08-07 21:00 | 179933.4 | 50 | -16.6 | 33.4 | 0 | 33.4 | 93.3867 | 160.6667 | 160.6667 | 0 | 160.6667 | 0 | 5.8874 | 154.7792 | 9761.8052 | 153.5498 | 0 | 0.97618
2016-08-07 22:00 | 179916.8 | 50 | -16.6 | 33.4 | 0 | 33.4 | 93.3867 | 160.6667 | 160.6667 | 0 | 160.6667 | 2.8422e-14 | 23.0635 | 137.6032 | 9622.5039 | 154.7792 | 0 | 0.96225
2016-08-07 23:00 | 179900.2 | 50 | -16.6 | 33.4 | 0 | 33.4 | 93.3867 | 160.6667 | 160.6667 | 0 | 160.6667 | 0 | 222.404 | -61.7373 | 9498.661 | 137.6032 | 0 | 0.94987
2016-08-08 | 179883.6 | 50 | -16.6 | 33.4 | 0 | 33.4 | 93.3867 | 160.6667 | 160.6667 | 0 | 160.6667 | 0 | 143.088 | 17.5787 | 9554.2246 | -61.7373 | 0 | 0.95542
2016-08-08 01:00 | 179867 | 50 | -16.6 | 33.4 | 0 | 33.4 | 93.3867 | 160.6667 | 160.6667 | 0 | 160.6667 | 0 | 3.7853 | 156.8814 | 9538.4038 | 17.5787 | 0 | 0.95384
2016-08-08 02:00 | 179850.4 | 50 | -16.6 | 33.4 | 0 | 33.4 | 93.3867 | 160.6667 | 160.6667 | 0 | 160.6667 | 0 | 0.78716 | 159.8795 | 9397.2106 | 156.8814 | 0 | 0.93972
2016-08-08 03:00 | 179833.8 | 50 | -16.6 | 33.4 | 0 | 33.4 | 93.3867 | 160.6667 | 160.6667 | 0 | 160.6667 | 0 | 2.7059 | 157.9607 | 9253.319 | 159.8795 | 0 | 0.92533
2016-08-08 04:00 | 179817.2 | 50 | -16.6 | 33.4 | 0 | 33.4 | 93.3867 | 160.6667 | 160.6667 | 0 | 160.6667 | 0 | 20.6535 | 140.0131 | 9111.1544 | 157.9607 | 0 | 0.91112
2016-08-08 05:00 | 179800.6 | 50 | -16.6 | 33.4 | 0 | 33.4 | 93.3867 | 160.6667 | 160.6667 | 0 | 160.6667 | 0 | 22.5097 | 138.157 | 8985.1425 | 140.0131 | 0 | 0.89851
2016-08-08 06:00 | 179784 | 50 | -16.6 | 33.4 | 0 | 33.4 | 93.3867 | 160.6667 | 160.6667 | 0 | 160.6667 | 0 | 2.7602 | 157.9065 | 8860.8012 | 138.157 | 0 | 0.88608
2016-08-08 07:00 | 179767.4 | 50 | -50 | 0 | 0 | 0 | 0 | 160.6667 | 0 | 0 | 0 | 160.6667 | 656.9142 | -656.9142 | 8718.6854 | 157.9065 | 0 | 0.87187
2016-08-08 08:00 | 179717.4 | 50 | 150.4 | 200.4 | 0 | 200.4 | 560.32 | 1700.3532 | 964 | 0 | 964 | 736.3532 | 1700.3532 | -736.3532 | 9309.9082 | -656.9142 | 0 | 0.93099
2016-08-08 09:00 | 179867.8 | 50 | 132.2 | 200.4 | 0 | 200.4 | 560.32 | 2714.0317 | 964 | 0 | 964 | 1750.0317 | 2714.0317 | -1750.0317 | 9900 | -655.6576 | -1392.0108 | 0.99
2016-08-08 10:00 | 180000 | 50 | 0 | 200.4 | 18.2 | 200.4 | 560.32 | 3625.6657 | 876.4511 | 87.5489 | 876.4511 | 2749.2146 | 3625.6657 | -2749.2146 | 9900 | 0 | -1750.0317 | 0.99
2016-08-08 11:00 | 180000 | 50 | 0 | 200.4 | 150.4 | 200.4 | 560.32 | 4291.7852 | 240.519 | 723.481 | 240.519 | 4051.2662 | 4291.7852 | -4051.2662 | 9900 | 0 | -2749.2146 | 0.99
2016-08-08 12:00 | 180000 | 50 | 0 | 200.4 | 150.4 | 200.4 | 560.32 | 4659.0598 | 240.519 | 723.481 | 240.519 | 4418.5408 | 4659.0598 | -4418.5408 | 9900 | 0 | -4051.2662 | 0.99
2016-08-08 13:00 | 180000 | 50 | 0 | 200.4 | 150.4 | 200.4 | 560.32 | 4755.5771 | 240.519 | 723.481 | 240.519 | 4515.0581 | 4755.5771 | -4515.0581 | 9900 | 0 | -4418.5408 | 0.99
2016-08-08 14:00 | 180000 | 50 | 0 | 200.4 | 150.4 | 200.4 | 560.32 | 4610.7038 | 240.519 | 723.481 | 240.519 | 4370.1849 | 4610.7038 | -4370.1849 | 9900 | 0 | -4515.0581 | 0.99
2016-08-08 15:00 | 180000 | 50 | 0 | 200.4 | 150.4 | 200.4 | 560.32 | 4112.9958 | 240.519 | 723.481 | 240.519 | 3872.4768 | 4112.9958 | -3872.4768 | 9900 | 0 | -4370.1849 | 0.99
2016-08-08 16:00 | 180000 | 50 | 0 | 200.4 | 150.4 | 200.4 | 560.32 | 2748.0506 | 240.519 | 723.481 | 240.519 | 2507.5316 | 2748.0506 | -2507.5316 | 9900 | 0 | -3872.4768 | 0.99
2016-08-08 17:00 | 180000 | 50 | 0 | 200.4 | 150.4 | 200.4 | 560.32 | 2578.5654 | 240.519 | 723.481 | 240.519 | 2338.0465 | 2578.5654 | -2338.0465 | 9900 | 0 | -2507.5316 | 0.99
2016-08-08 18:00 | 180000 | 50 | 0 | 200.4 | 150.4 | 200.4 | 560.32 | 1595.3043 | 240.519 | 723.481 | 240.519 | 1354.7853 | 1595.3043 | -1354.7853 | 9900 | 0 | -2338.0465 | 0.99
2016-08-08 19:00 | 180000 | 50 | -50 | 0 | 150.4 | 0 | 0 | 160.6667 | -723.481 | 723.481 | -723.481 | 884.1477 | 550.0538 | -1273.5348 | 9900 | 0 | -1354.7853 | 0.99
2016-08-08 20:00 | 179950 | 50 | -16.6 | 33.4 | 0 | 33.4 | 93.3867 | 160.6667 | 160.6667 | 0 | 160.6667 | 0 | 0.46566 | 160.201 | 9900 | 0 | -1273.5348 | 0.99
2016-08-08 21:00 | 179933.4 | 50 | -16.6 | 33.4 | 0 | 33.4 | 93.3867 | 160.6667 | 160.6667 | 0 | 160.6667 | 0 | 4.9443 | 155.7224 | 9755.8191 | 160.201 | 0 | 0.97558
2016-08-08 22:00 | 179916.8 | 50 | -16.6 | 33.4 | 0 | 33.4 | 93.3867 | 160.6667 | 160.6667 | 0 | 160.6667 | 0 | 0.83535 | 159.8313 | 9615.669 | 155.7224 | 0 | 0.96157
2016-08-08 23:00 | 179900.2 | 50 | -16.6 | 33.4 | 0 | 33.4 | 93.3867 | 160.6667 | 160.6667 | 0 | 160.6667 | 0 | 5.1544 | 155.5123 | 9471.8208 | 159.8313 | 0 | 0.94718
2016-08-09 | 179883.6 | 50 | -16.6 | 33.4 | 0 | 33.4 | 93.3867 | 160.6667 | 160.6667 | 0 | 160.6667 | 0 | 10.2296 | 150.4371 | 9331.8597 | 155.5123 | 0 | 0.93319
2016-08-09 01:00 | 179867 | 50 | -16.6 | 33.4 | 0 | 33.4 | 93.3867 | 160.6667 | 160.6667 | 0 | 160.6667 | 0 | 39.2057 | 121.461 | 9196.4664 | 150.4371 | 0 | 0.91965
2016-08-09 02:00 | 179850.4 | 50 | -16.6 | 33.4 | 0 | 33.4 | 93.3867 | 160.6667 | 160.6667 | 0 | 160.6667 | 0 | 49.5842 | 111.0825 | 9087.1515 | 121.461 | 0 | 0.90872
2016-08-09 03:00 | 179833.8 | 50 | -16.6 | 33.4 | 0 | 33.4 | 93.3867 | 160.6667 | 160.6667 | 0 | 160.6667 | 0 | 22.3561 | 138.3105 | 8987.1773 | 111.0825 | 0 | 0.89872
2016-08-09 04:00 | 179817.2 | 50 | -16.6 | 33.4 | 0 | 33.4 | 93.3867 | 160.6667 | 160.6667 | 0 | 160.6667 | 0 | 0.64473 | 160.0219 | 8862.6978 | 138.3105 | 0 | 0.88627
2016-08-09 05:00 | 179800.6 | 50 | -16.6 | 33.4 | 0 | 33.4 | 93.3867 | 160.6667 | 160.6667 | 0 | 160.6667 | 0 | 0.8544 | 159.8123 | 8718.678 | 160.0219 | 0 | 0.87187
2016-08-09 06:00 | 179784 | 50 | -16.6 | 33.4 | 0 | 33.4 | 93.3867 | 160.6667 | 160.6667 | 0 | 160.6667 | 0 | 0.17561 | 160.4911 | 8574.847 | 159.8123 | 0 | 0.85748
2016-08-09 07:00 | 179767.4 | 50 | -50 | 0 | 0 | 0 | 0 | 160.6667 | 0 | 0 | 0 | 160.6667 | 652.6049 | -652.6049 | 8430.4051 | 160.4911 | 0 | 0.84304
2016-08-09 08:00 | 179717.4 | 50 | 150.4 | 200.4 | 0 | 200.4 | 560.32 | 1721.3652 | 964 | 0 | 964 | 757.3652 | 1721.3652 | -757.3652 | 9017.7495 | -652.6049 | 0 | 0.90177
2016-08-09 09:00 | 179867.8 | 50 | 132.2 | 200.4 | 0 | 200.4 | 560.32 | 2924.6221 | 964 | 0 | 964 | 1960.6221 | 2924.6221 | -1960.6221 | 9699.3782 | -757.3652 | 0 | 0.96994
2016-08-09 10:00 | 180000 | 50 | 0 | 200.4 | 18.2 | 200.4 | 560.32 | 3936.5933 | 876.4511 | 87.5489 | 876.4511 | 3060.1422 | 3936.5933 | -3060.1422 | 9900 | -222.9131 | -2183.5353 | 0.99
2016-08-09 11:00 | 180000 | 50 | 0 | 200.4 | 150.4 | 200.4 | 560.32 | 4570.6468 | 240.519 | 723.481 | 240.519 | 4330.1278 | 4570.6468 | -4330.1278 | 9900 | 0 | -3060.1422 | 0.99
2016-08-09 12:00 | 180000 | 50 | 0 | 200.4 | 150.4 | 200.4 | 560.32 | 5019.8432 | 240.519 | 723.481 | 240.519 | 4779.3242 | 5019.8432 | -4779.3242 | 9900 | 0 | -4330.1278 | 0.99
2016-08-09 13:00 | 180000 | 50 | 0 | 200.4 | 150.4 | 200.4 | 560.32 | 4937.3363 | 240.519 | 723.481 | 240.519 | 4696.8173 | 4937.3363 | -4696.8173 | 9900 | 0 | -4779.3242 | 0.99
2016-08-09 14:00 | 180000 | 50 | 0 | 200.4 | 150.4 | 200.4 | 560.32 | 4914.7545 | 240.519 | 723.481 | 240.519 | 4674.2355 | 4914.7545 | -4674.2355 | 9900 | 0 | -4696.8173 | 0.99
2016-08-09 15:00 | 180000 | 50 | 0 | 200.4 | 150.4 | 200.4 | 560.32 | 4732.0761 | 240.519 | 723.481 | 240.519 | 4491.5572 | 4732.0761 | -4491.5572 | 9900 | 0 | -4674.2355 | 0.99
2016-08-09 16:00 | 180000 | 50 | 0 | 200.4 | 150.4 | 200.4 | 560.32 | 4032.4395 | 240.519 | 723.481 | 240.519 | 3791.9205 | 4032.4395 | -3791.9205 | 9900 | 0 | -4491.5572 | 0.99
2016-08-09 17:00 | 180000 | 50 | 0 | 200.4 | 150.4 | 200.4 | 560.32 | 3105.9994 | 240.519 | 723.481 | 240.519 | 2865.4804 | 3105.9994 | -2865.4804 | 9900 | 0 | -3791.9205 | 0.99
2016-08-09 18:00 | 180000 | 50 | 0 | 200.4 | 150.4 | 200.4 | 560.32 | 2325.0345 | 240.519 | 723.481 | 240.519 | 2084.5155 | 2325.0345 | -2084.5155 | 9900 | 0 | -2865.4804 | 0.99
2016-08-09 19:00 | 180000 | 50 | 0 | 200.4 | 150.4 | 200.4 | 560.32 | 1186.5662 | 240.519 | 723.481 | 240.519 | 946.0472 | 1186.5662 | -946.0472 | 9900 | 0 | -2084.5155 | 0.99
2016-08-09 20:00 | 180000 | 50 | -50 | 0 | 150.4 | 0 | 0 | 160.6667 | -723.481 | 723.481 | -723.481 | 884.1477 | 522.8698 | -1246.3509 | 9900 | 0 | -946.0472 | 0.99
2016-08-09 21:00 | 179950 | 50 | -16.6 | 33.4 | 0 | 33.4 | 93.3867 | 160.6667 | 160.6667 | 0 | 160.6667 | 0 | 359.528 | -198.8613 | 9900 | 0 | -1246.3509 | 0.99
2016-08-09 22:00 | 179933.4 | 50 | -16.6 | 33.4 | 0 | 33.4 | 93.3867 | 160.6667 | 160.6667 | 0 | 160.6667 | 0 | 22.2876 | 138.3791 | 9900 | 0 | -198.8613 | 0.99
2016-08-09 23:00 | 179916.8 | 50 | -50 | 0 | 0 | 0 | 0 | 160.6667 | 0 | 0 | 0 | 160.6667 | 594.7346 | -594.7346 | 9775.4588 | 138.3791 | 0 | 0.97755
2016-08-10 | 179866.8 | 50 | 133.2 | 200.4 | 0 | 200.4 | 560.32 | 996.2165 | 964 | 0 | 964 | 32.2165 | 996.2165 | -32.2165 | 9900 | -138.3791 | -733.1137 | 0.99
2016-08-10 01:00 | 180000 | 50 | 0 | 200.4 | 17.2 | 200.4 | 560.32 | 966.9185 | 881.2615 | 82.7385 | 881.2615 | 85.657 | 966.9185 | -85.657 | 9900 | 0 | -32.2165 | 0.99
2016-08-10 02:00 | 180000 | 50 | -50 | 0 | 150.4 | 0 | 0 | 160.6667 | -723.481 | 723.481 | -723.481 | 884.1477 | 825.7835 | -1549.2646 | 9900 | 0 | -85.657 | 0.99
2016-08-10 03:00 | 179950 | 50 | -50 | 0 | 0 | 0 | 0 | 160.6667 | 0 | 0 | 0 | 160.6667 | 732.1724 | -732.1724 | 9900 | 0 | -1549.2646 | 0.99
2016-08-10 04:00 | 179900 | 50 | -50 | 0 | 0 | 0 | 0 | 160.6667 | 0 | 0 | 0 | 160.6667 | 447.7858 | -447.7858 | 9900 | 0 | -732.1724 | 0.99
2016-08-10 05:00 | 179850 | 50 | -16.6 | 33.4 | 0 | 33.4 | 93.3867 | 160.6667 | 160.6667 | 0 | 160.6667 | 0 | 2.5558 | 158.1108 | 9900 | 0 | -447.7858 | 0.99
2016-08-10 06:00 | 179833.4 | 50 | -16.6 | 33.4 | 0 | 33.4 | 93.3867 | 160.6667 | 160.6667 | 0 | 160.6667 | 0 | 9.7087 | 150.958 | 9757.7003 | 158.1108 | 0 | 0.97577
2016-08-10 07:00 | 179816.8 | 50 | -50 | 0 | 0 | 0 | 0 | 160.6667 | 0 | 0 | 0 | 160.6667 | 683.2912 | -683.2912 | 9621.8381 | 150.958 | 0 | 0.96218
2016-08-10 08:00 | 179766.8 | 50 | 150.4 | 200.4 | 0 | 200.4 | 560.32 | 2330.8672 | 964 | 0 | 964 | 1366.8672 | 2330.8672 | -1366.8672 | 9900 | -309.0688 | -992.36 | 0.99
2016-08-10 09:00 | 179917.2 | 50 | 82.8 | 200.4 | 0 | 200.4 | 560.32 | 3492.12 | 964 | 0 | 964 | 2528.12 | 3492.12 | -2528.12 | 9900 | 0 | -1366.8672 | 0.99
2016-08-10 10:00 | 180000 | 50 | 0 | 200.4 | 67.6 | 200.4 | 560.32 | 4197.0831 | 638.8184 | 325.1816 | 638.8184 | 3558.2648 | 4197.0831 | -3558.2648 | 9900 | 0 | -2528.12 | 0.99
2016-08-10 11:00 | 180000 | 50 | 0 | 200.4 | 150.4 | 200.4 | 560.32 | 5110.3117 | 240.519 | 723.481 | 240.519 | 4869.7927 | 5110.3117 | -4869.7927 | 9900 | 0 | -3558.2648 | 0.99
2016-08-10 12:00 | 180000 | 50 | 0 | 200.4 | 150.4 | 200.4 | 560.32 | 5500.9941 | 240.519 | 723.481 | 240.519 | 5260.4751 | 5500.9941 | -5260.4751 | 9900 | 0 | -4869.7927 | 0.99
2016-08-10 13:00 | 180000 | 50 | 0 | 200.4 | 150.4 | 200.4 | 560.32 | 5623.4964 | 240.519 | 723.481 | 240.519 | 5382.9774 | 5623.4964 | -5382.9774 | 9900 | 0 | -5260.4751 | 0.99
2016-08-10 14:00 | 180000 | 50 | 0 | 200.4 | 150.4 | 200.4 | 560.32 | 5470.5497 | 240.519 | 723.481 | 240.519 | 5230.0307 | 5470.5497 | -5230.0307 | 9900 | 0 | -5382.9774 | 0.99
2016-08-10 15:00 | 180000 | 50 | 0 | 200.4 | 150.4 | 200.4 | 560.32 | 5052.5771 | 240.519 | 723.481 | 240.519 | 4812.0581 | 5052.5771 | -4812.0581 | 9900 | 0 | -5230.0307 | 0.99
2016-08-10 16:00 | 180000 | 50 | 0 | 200.4 | 150.4 | 200.4 | 560.32 | 4398.0627 | 240.519 | 723.481 | 240.519 | 4157.5437 | 4398.0627 | -4157.5437 | 9900 | 0 | -4812.0581 | 0.99
2016-08-10 17:00 | 180000 | 50 | 0 | 200.4 | 150.4 | 200.4 | 560.32 | 3551.6105 | 240.519 | 723.481 | 240.519 | 3311.0915 | 3551.6105 | -3311.0915 | 9900 | 0 | -4157.5437 | 0.99
2016-08-10 18:00 | 180000 | 50 | 0 | 200.4 | 150.4 | 200.4 | 560.32 | 2050.9385 | 240.519 | 723.481 | 240.519 | 1810.4195 | 2050.9385 | -1810.4195 | 9900 | 0 | -3311.0915 | 0.99
2016-08-10 19:00 | 180000 | 50 | 0 | 200.4 | 150.4 | 200.4 | 560.32 | 1213.1695 | 240.519 | 723.481 | 240.519 | 972.6505 | 1213.1695 | -972.6505 | 9900 | 0 | -1810.4195 | 0.99
2016-08-10 20:00 | 180000 | 50 | 0 | 200.4 | 150.4 | 200.4 | 560.32 | 1000 | 240.519 | 723.481 | 240.519 | 759.481 | 1000 | -759.481 | 9900 | 0 | -972.6505 | 0.99
2016-08-10 21:00 | 180000 | 50 | 0 | 200.4 | 150.4 | 200.4 | 560.32 | 982.6306 | 240.519 | 723.481 | 240.519 | 742.1116 | 982.6306 | -742.1116 | 9900 | 0 | -759.481 | 0.99
2016-08-10 22:00 | 180000 | 50 | 0 | 200.4 | 150.4 | 200.4 | 560.32 | 982.9639 | 240.519 | 723.481 | 240.519 | 742.445 | 982.9639 | -742.445 | 9900 | 0 | -742.1116 | 0.99
2016-08-10 23:00 | 180000 | 50 | 0 | 200.4 | 150.4 | 200.4 | 560.32 | 1000 | 240.519 | 723.481 | 240.519 | 759.481 | 1000 | -759.481 | 9900 | 0 | -742.445 | 0.99
2016-08-11 | 180000 | 50 | 0 | 200.4 | 150.4 | 200.4 | 560.32 | 1000 | 240.519 | 723.481 | 240.519 | 759.481 | 1000 | -759.481 | 9900 | 0 | -759.481 | 0.99
2016-08-11 01:00 | 180000 | 50 | 0 | 200.4 | 150.4 | 200.4 | 560.32 | 996.2237 | 240.519 | 723.481 | 240.519 | 755.7047 | 996.2237 | -755.7047 | 9900 | 0 | -759.481 | 0.99
2016-08-11 02:00 | 180000 | 50 | -50 | 0 | 150.4 | 0 | 0 | 160.6667 | -723.481 | 723.481 | -723.481 | 884.1477 | 955.2814 | -1678.7624 | 9900 | 0 | -755.7047 | 0.99
2016-08-11 03:00 | 179950 | 50 | -50 | 0 | 0 | 0 | 0 | 160.6667 | 0 | 0 | 0 | 160.6667 | 847.4589 | -847.4589 | 9900 | 0 | -1678.7624 | 0.99
2016-08-11 04:00 | 179900 | 50 | 100 | 200.4 | 0 | 200.4 | 560.32 | 998.6241 | 964 | 0 | 964 | 34.6241 | 998.6241 | -34.6241 | 9900 | 0 | -847.4589 | 0.99
2016-08-11 05:00 | 180000 | 50 | 0 | 200.4 | 50.4 | 200.4 | 560.32 | 968.4841 | 721.5569 | 242.4431 | 721.5569 | 246.9272 | 968.4841 | -246.9272 | 9900 | 0 | -34.6241 | 0.99
2016-08-11 06:00 | 180000 | 50 | -50 | 0 | 150.4 | 0 | 0 | 160.6667 | -723.481 | 723.481 | -723.481 | 884.1477 | 825.2251 | -1548.7061 | 9900 | 0 | -246.9272 | 0.99
2016-08-11 07:00 | 179950 | 50 | 50 | 200.4 | 0 | 200.4 | 560.32 | 1569.7428 | 964 | 0 | 964 | 605.7428 | 1569.7428 | -605.7428 | 9900 | 0 | -1548.7061 | 0.99
2016-08-11 08:00 | 180000 | 50 | 0 | 200.4 | 100.4 | 200.4 | 560.32 | 2604.7665 | 481.0379 | 482.9621 | 481.0379 | 2123.7285 | 2604.7665 | -2123.7285 | 9900 | 0 | -605.7428 | 0.99
2016-08-11 09:00 | 180000 | 50 | 0 | 200.4 | 150.4 | 200.4 | 560.32 | 3607.6541 | 240.519 | 723.481 | 240.519 | 3367.1351 | 3607.6541 | -3367.1351 | 9900 | 0 | -2123.7285 | 0.99
2016-08-11 10:00 | 180000 | 50 | 0 | 200.4 | 150.4 | 200.4 | 560.32 | 4399.3785 | 240.519 | 723.481 | 240.519 | 4158.8595 | 4399.3785 | -4158.8595 | 9900 | 0 | -3367.1351 | 0.99
2016-08-11 11:00 | 180000 | 50 | 0 | 200.4 | 150.4 | 200.4 | 560.32 | 5013.3625 | 240.519 | 723.481 | 240.519 | 4772.8435 | 5013.3625 | -4772.8435 | 9900 | 0 | -4158.8595 | 0.99
2016-08-11 12:00 | 180000 | 50 | 0 | 200.4 | 150.4 | 200.4 | 560.32 | 3166.3349 | 240.519 | 723.481 | 240.519 | 2925.8159 | 3166.3349 | -2925.8159 | 9900 | 0 | -4772.8435 | 0.99
2016-08-11 13:00 | 180000 | 50 | 0 | 200.4 | 150.4 | 200.4 | 560.32 | 5578.124 | 240.519 | 723.481 | 240.519 | 5337.605 | 5578.124 | -5337.605 | 9900 | 0 | -2925.8159 | 0.99
2016-08-11 14:00 | 180000 | 50 | 0 | 200.4 | 150.4 | 200.4 | 560.32 | 5451.1415 | 240.519 | 723.481 | 240.519 | 5210.6226 | 5451.1415 | -5210.6226 | 9900 | 0 | -5337.605 | 0.99
2016-08-11 15:00 | 180000 | 50 | 0 | 200.4 | 150.4 | 200.4 | 560.32 | 5043.5201 | 240.519 | 723.481 | 240.519 | 4803.0011 | 5043.5201 | -4803.0011 | 9900 | 0 | -5210.6226 | 0.99
2016-08-11 16:00 | 180000 | 50 | 0 | 200.4 | 150.4 | 200.4 | 560.32 | 4388.5361 | 240.519 | 723.481 | 240.519 | 4148.0172 | 4388.5361 | -4148.0172 | 9900 | 0 | -4803.0011 | 0.99
2016-08-11 17:00 | 180000 | 50 | 0 | 200.4 | 150.4 | 200.4 | 560.32 | 3540.6624 | 240.519 | 723.481 | 240.519 | 3300.1434 | 3540.6624 | -3300.1434 | 9900 | 0 | -4148.0172 | 0.99
2016-08-11 18:00 | 180000 | 50 | 0 | 200.4 | 150.4 | 200.4 | 560.32 | 2558.2969 | 240.519 | 723.481 | 240.519 | 2317.7779 | 2558.2969 | -2317.7779 | 9900 | 0 | -3300.1434 | 0.99
2016-08-11 19:00 | 180000 | 50 | 0 | 200.4 | 150.4 | 200.4 | 560.32 | 1507.6928 | 240.519 | 723.481 | 240.519 | 1267.1739 | 1507.6928 | -1267.1739 | 9900 | 0 | -2317.7779 | 0.99
2016-08-11 20:00 | 180000 | 50 | 0 | 200.4 | 150.4 | 200.4 | 560.32 | 998.8586 | 240.519 | 723.481 | 240.519 | 758.3396 | 998.8586 | -758.3396 | 9900 | 0 | -1267.1739 | 0.99
2016-08-11 21:00 | 180000 | 50 | 0 | 200.4 | 150.4 | 200.4 | 560.32 | 1000 | 240.519 | 723.481 | 240.519 | 759.481 | 1000 | -759.481 | 9900 | 0 | -758.3396 | 0.99
2016-08-11 22:00 | 180000 | 50 | 0 | 200.4 | 150.4 | 200.4 | 560.32 | 1000 | 240.519 | 723.481 | 240.519 | 759.481 | 1000 | -759.481 | 9900 | 0 | -759.481 | 0.99
2016-08-11 23:00 | 180000 | 50 | 0 | 200.4 | 150.4 | 200.4 | 560.32 | 1000 | 240.519 | 723.481 | 240.519 | 759.481 | 1000 | -759.481 | 9900 | 0 | -759.481 | 0.99
2016-08-12 | 180000 | 50 | 0 | 200.4 | 150.4 | 200.4 | 560.32 | 1000 | 240.519 | 723.481 | 240.519 | 759.481 | 1000 | -759.481 | 9900 | 0 | -759.481 | 0.99
2016-08-12 01:00 | 180000 | 50 | 0 | 200.4 | 150.4 | 200.4 | 560.32 | 1000 | 240.519 | 723.481 | 240.519 | 759.481 | 1000 | -759.481 | 9900 | 0 | -759.481 | 0.99
2016-08-12 02:00 | 180000 | 50 | 0 | 200.4 | 150.4 | 200.4 | 560.32 | 1000 | 240.519 | 723.481 | 240.519 | 759.481 | 1000 | -759.481 | 9900 | 0 | -759.481 | 0.99
2016-08-12 03:00 | 180000 | 50 | 0 | 200.4 | 150.4 | 200.4 | 560.32 | 1000 | 240.519 | 723.481 | 240.519 | 759.481 | 1000 | -759.481 | 9900 | 0 | -759.481 | 0.99
2016-08-12 04:00 | 180000 | 50 | 0 | 200.4 | 150.4 | 200.4 | 560.32 | 1000 | 240.519 | 723.481 | 240.519 | 759.481 | 1000 | -759.481 | 9900 | 0 | -759.481 | 0.99
2016-08-12 05:00 | 180000 | 50 | 0 | 200.4 | 150.4 | 200.4 | 560.32 | 1000 | 240.519 | 723.481 | 240.519 | 759.481 | 1000 | -759.481 | 9900 | 0 | -759.481 | 0.99
2016-08-12 06:00 | 180000 | 50 | 0 | 200.4 | 150.4 | 200.4 | 560.32 | 987.1912 | 240.519 | 723.481 | 240.519 | 746.6722 | 987.1912 | -746.6722 | 9900 | 0 | -759.481 | 0.99
2016-08-12 07:00 | 180000 | 50 | 0 | 200.4 | 150.4 | 200.4 | 560.32 | 1443.2628 | 240.519 | 723.481 | 240.519 | 1202.7439 | 1443.2628 | -1202.7439 | 9900 | 0 | -746.6722 | 0.99
2016-08-12 08:00 | 180000 | 50 | 0 | 200.4 | 150.4 | 200.4 | 560.32 | 2662.6442 | 240.519 | 723.481 | 240.519 | 2422.1253 | 2662.6442 | -2422.1253 | 9900 | 0 | -1202.7439 | 0.99
2016-08-12 09:00 | 180000 | 50 | 0 | 200.4 | 150.4 | 200.4 | 560.32 | 3641.8724 | 240.519 | 723.481 | 240.519 | 3401.3534 | 3641.8724 | -3401.3534 | 9900 | 0 | -2422.1253 | 0.99
2016-08-12 10:00 | 180000 | 50 | 0 | 200.4 | 150.4 | 200.4 | 560.32 | 4470.9865 | 240.519 | 723.481 | 240.519 | 4230.4676 | 4470.9865 | -4230.4676 | 9900 | 0 | -3401.3534 | 0.99
2016-08-12 11:00 | 180000 | 50 | 0 | 200.4 | 150.4 | 200.4 | 560.32 | 5101.6563 | 240.519 | 723.481 | 240.519 | 4861.1374 | 5101.6563 | -4861.1374 | 9900 | 0 | -4230.4676 | 0.99
2016-08-12 12:00 | 180000 | 50 | 0 | 200.4 | 150.4 | 200.4 | 560.32 | 5490.9027 | 240.519 | 723.481 | 240.519 | 5250.3837 | 5490.9027 | -5250.3837 | 9900 | 0 | -4861.1374 | 0.99
2016-08-12 13:00 | 180000 | 50 | 0 | 200.4 | 150.4 | 200.4 | 560.32 | 4558.6346 | 240.519 | 723.481 | 240.519 | 4318.1156 | 4558.6346 | -4318.1156 | 9900 | 0 | -5250.3837 | 0.99
2016-08-12 14:00 | 180000 | 50 | 0 | 200.4 | 150.4 | 200.4 | 560.32 | 5457.2795 | 240.519 | 723.481 | 240.519 | 5216.7605 | 5457.2795 | -5216.7605 | 9900 | 0 | -4318.1156 | 0.99
2016-08-12 15:00 | 180000 | 50 | 0 | 200.4 | 150.4 | 200.4 | 560.32 | 5036.7012 | 240.519 | 723.481 | 240.519 | 4796.1823 | 5036.7012 | -4796.1823 | 9900 | 0 | -5216.7605 | 0.99
2016-08-12 16:00 | 180000 | 50 | 0 | 200.4 | 150.4 | 200.4 | 560.32 | 4379.1261 | 240.519 | 723.481 | 240.519 | 4138.6072 | 4379.1261 | -4138.6072 | 9900 | 0 | -4796.1823 | 0.99
2016-08-12 17:00 | 180000 | 50 | 0 | 200.4 | 150.4 | 200.4 | 560.32 | 3529.3668 | 240.519 | 723.481 | 240.519 | 3288.8479 | 3529.3668 | -3288.8479 | 9900 | 0 | -4138.6072 | 0.99
2016-08-12 18:00 | 180000 | 50 | 0 | 200.4 | 150.4 | 200.4 | 560.32 | 2545.333 | 240.519 | 723.481 | 240.519 | 2304.8141 | 2545.333 | -2304.8141 | 9900 | 0 | -3288.8479 | 0.99
2016-08-12 19:00 | 180000 | 50 | 0 | 200.4 | 150.4 | 200.4 | 560.32 | 1494.085 | 240.519 | 723.481 | 240.519 | 1253.566 | 1494.085 | -1253.566 | 9900 | 0 | -2304.8141 | 0.99
2016-08-12 20:00 | 180000 | 50 | 0 | 200.4 | 150.4 | 200.4 | 560.32 | 1000 | 240.519 | 723.481 | 240.519 | 759.481 | 1000 | -759.481 | 9900 | 0 | -1253.566 | 0.99
2016-08-12 21:00 | 180000 | 50 | 0 | 200.4 | 150.4 | 200.4 | 560.32 | 1000 | 240.519 | 723.481 | 240.519 | 759.481 | 1000 | -759.481 | 9900 | 0 | -759.481 | 0.99
2016-08-12 22:00 | 180000 | 50 | 0 | 200.4 | 150.4 | 200.4 | 560.32 | 1000 | 240.519 | 723.481 | 240.519 | 759.481 | 1000 | -759.481 | 9900 | 0 | -759.481 | 0.99
2016-08-12 23:00 | 180000 | 50 | 0 | 200.4 | 150.4 | 200.4 | 560.32 | 1000 | 240.519 | 723.481 | 240.519 | 759.481 | 1000 | -759.481 | 9900 | 0 | -759.481 | 0.99
2016-08-13 | 180000 | 50 | 0 | 200.4 | 150.4 | 200.4 | 560.32 | 1000 | 240.519 | 723.481 | 240.519 | 759.481 | 1000 | -759.481 | 9900 | 0 | -759.481 | 0.99
2016-08-13 01:00 | 180000 | 50 | 0 | 200.4 | 150.4 | 200.4 | 560.32 | 1000 | 240.519 | 723.481 | 240.519 | 759.481 | 1000 | -759.481 | 9900 | 0 | -759.481 | 0.99
2016-08-13 02:00 | 180000 | 50 | 0 | 200.4 | 150.4 | 200.4 | 560.32 | 1000 | 240.519 | 723.481 | 240.519 | 759.481 | 1000 | -759.481 | 9900 | 0 | -759.481 | 0.99
2016-08-13 03:00 | 180000 | 50 | 0 | 200.4 | 150.4 | 200.4 | 560.32 | 1000 | 240.519 | 723.481 | 240.519 | 759.481 | 1000 | -759.481 | 9900 | 0 | -759.481 | 0.99
2016-08-13 04:00 | 180000 | 50 | 0 | 200.4 | 150.4 | 200.4 | 560.32 | 1000 | 240.519 | 723.481 | 240.519 | 759.481 | 1000 | -759.481 | 9900 | 0 | -759.481 | 0.99
2016-08-13 05:00 | 180000 | 50 | 0 | 200.4 | 150.4 | 200.4 | 560.32 | 1000 | 240.519 | 723.481 | 240.519 | 759.481 | 1000 | -759.481 | 9900 | 0 | -759.481 | 0.99
2016-08-13 06:00 | 180000 | 50 | 0 | 200.4 | 150.4 | 200.4 | 560.32 | 1000 | 240.519 | 723.481 | 240.519 | 759.481 | 1000 | -759.481 | 9900 | 0 | -759.481 | 0.99
2016-08-13 07:00 | 180000 | 50 | 0 | 200.4 | 150.4 | 200.4 | 560.32 | 1615.8286 | 240.519 | 723.481 | 240.519 | 1375.3096 | 1615.8286 | -1375.3096 | 9900 | 0 | -759.481 | 0.99
2016-08-13 08:00 | 180000 | 50 | 0 | 200.4 | 150.4 | 200.4 | 560.32 | 2663.974 | 240.519 | 723.481 | 240.519 | 2423.455 | 2663.974 | -2423.455 | 9900 | 0 | -1375.3096 | 0.99
2016-08-13 09:00 | 180000 | 50 | 0 | 200.4 | 150.4 | 200.4 | 560.32 | 3636.0351 | 240.519 | 723.481 | 240.519 | 3395.5161 | 3636.0351 | -3395.5161 | 9900 | 0 | -2423.455 | 0.99
2016-08-13 10:00 | 180000 | 50 | 0 | 200.4 | 150.4 | 200.4 | 560.32 | 4465.7674 | 240.519 | 723.481 | 240.519 | 4225.2485 | 4465.7674 | -4225.2485 | 9900 | 0 | -3395.5161 | 0.99
2016-08-13 11:00 | 180000 | 50 | 0 | 200.4 | 150.4 | 200.4 | 560.32 | 4398.5183 | 240.519 | 723.481 | 240.519 | 4157.9993 | 4398.5183 | -4157.9993 | 9900 | 0 | -4225.2485 | 0.99
2016-08-13 12:00 | 180000 | 50 | 0 | 200.4 | 150.4 | 200.4 | 560.32 | 5485.6194 | 240.519 | 723.481 | 240.519 | 5245.1004 | 5485.6194 | -5245.1004 | 9900 | 0 | -4157.9993 | 0.99
2016-08-13 13:00 | 180000 | 50 | 0 | 200.4 | 150.4 | 200.4 | 560.32 | 5606.2378 | 240.519 | 723.481 | 240.519 | 5365.7188 | 5606.2378 | -5365.7188 | 9900 | 0 | -5245.1004 | 0.99
2016-08-13 14:00 | 180000 | 50 | 0 | 200.4 | 150.4 | 200.4 | 560.32 | 5450.2614 | 240.519 | 723.481 | 240.519 | 5209.7425 | 5450.2614 | -5209.7425 | 9900 | 0 | -5365.7188 | 0.99
2016-08-13 15:00 | 180000 | 50 | 0 | 200.4 | 150.4 | 200.4 | 560.32 | 5028.3199 | 240.519 | 723.481 | 240.519 | 4787.8009 | 5028.3199 | -4787.8009 | 9900 | 0 | -5209.7425 | 0.99
2016-08-13 16:00 | 180000 | 50 | 0 | 200.4 | 150.4 | 200.4 | 560.32 | 4369.1677 | 240.519 | 723.481 | 240.519 | 4128.6487 | 4369.1677 | -4128.6487 | 9900 | 0 | -4787.8009 | 0.99
2016-08-13 17:00 | 180000 | 50 | 0 | 200.4 | 150.4 | 200.4 | 560.32 | 3517.725 | 240.519 | 723.481 | 240.519 | 3277.206 | 3517.725 | -3277.206 | 9900 | 0 | -4128.6487 | 0.99
2016-08-13 18:00 | 180000 | 50 | 0 | 200.4 | 150.4 | 200.4 | 560.32 | 2532.0163 | 240.519 | 723.481 | 240.519 | 2291.4973 | 2532.0163 | -2291.4973 | 9900 | 0 | -3277.206 | 0.99
2016-08-13 19:00 | 180000 | 50 | 0 | 200.4 | 150.4 | 200.4 | 560.32 | 1479.2159 | 240.519 | 723.481 | 240.519 | 1238.697 | 1479.2159 | -1238.697 | 9900 | 0 | -2291.4973 | 0.99
2016-08-13 20:00 | 180000 | 50 | 0 | 200.4 | 150.4 | 200.4 | 560.32 | 1000 | 240.519 | 723.481 | 240.519 | 759.481 | 1000 | -759.481 | 9900 | 0 | -1238.697 | 0.99
2016-08-13 21:00 | 180000 | 50 | 0 | 200.4 | 150.4 | 200.4 | 560.32 | 1000 | 240.519 | 723.481 | 240.519 | 759.481 | 1000 | -759.481 | 9900 | 0 | -759.481 | 0.99
2016-08-13 22:00 | 180000 | 50 | 0 | 200.4 | 150.4 | 200.4 | 560.32 | 1000 | 240.519 | 723.481 | 240.519 | 759.481 | 1000 | -759.481 | 9900 | 0 | -759.481 | 0.99
2016-08-13 23:00 | 180000 | 50 | 0 | 200.4 | 150.4 | 200.4 | 560.32 | 995.1003 | 240.519 | 723.481 | 240.519 | 754.5813 | 995.1003 | -754.5813 | 9900 | 0 | -759.481 | 0.99
2016-08-14 | 180000 | 50 | -50 | 0 | 150.4 | 0 | 0 | 160.6667 | -723.481 | 723.481 | -723.481 | 884.1477 | 846.0043 | -1569.4854 | 9900 | 0 | -754.5813 | 0.99
2016-08-14 01:00 | 179950 | 50 | -50 | 0 | 0 | 0 | 0 | 160.6667 | 0 | 0 | 0 | 160.6667 | 915.6493 | -915.6493 | 9900 | 0 | -1569.4854 | 0.99
2016-08-14 02:00 | 179900 | 50 | 100 | 200.4 | 0 | 200.4 | 560.32 | 971.4235 | 964 | 0 | 964 | 7.4235 | 971.4235 | -7.4235 | 9900 | 0 | -915.6493 | 0.99
2016-08-14 03:00 | 180000 | 50 | -50 | 0 | 50.4 | 0 | 0 | 160.6667 | -242.4431 | 242.4431 | -242.4431 | 403.1098 | 888.0043 | -1130.4474 | 9900 | 0 | -7.4235 | 0.99
2016-08-14 04:00 | 179950 | 50 | 50 | 200.4 | 0 | 200.4 | 560.32 | 970.5649 | 964 | 0 | 964 | 6.5649 | 970.5649 | -6.5649 | 9900 | 0 | -1130.4474 | 0.99
2016-08-14 05:00 | 180000 | 50 | 0 | 200.4 | 100.4 | 200.4 | 560.32 | 992.469 | 481.0379 | 482.9621 | 481.0379 | 511.431 | 992.469 | -511.431 | 9900 | 0 | -6.5649 | 0.99
2016-08-14 06:00 | 180000 | 50 | -50 | 0 | 150.4 | 0 | 0 | 160.6667 | -723.481 | 723.481 | -723.481 | 884.1477 | 946.1363 | -1669.6174 | 9900 | 0 | -511.431 | 0.99
2016-08-14 07:00 | 179950 | 50 | 50 | 200.4 | 0 | 200.4 | 560.32 | 1315.8408 | 964 | 0 | 964 | 351.8408 | 1315.8408 | -351.8408 | 9900 | 0 | -1669.6174 | 0.99
2016-08-14 08:00 | 180000 | 50 | 0 | 200.4 | 100.4 | 200.4 | 560.32 | 2488.3117 | 481.0379 | 482.9621 | 481.0379 | 2007.2738 | 2488.3117 | -2007.2738 | 9900 | 0 | -351.8408 | 0.99
2016-08-14 09:00 | 180000 | 50 | 0 | 200.4 | 150.4 | 200.4 | 560.32 | 3437.8994 | 240.519 | 723.481 | 240.519 | 3197.3804 | 3437.8994 | -3197.3804 | 9900 | 0 | -2007.2738 | 0.99
2016-08-14 10:00 | 180000 | 50 | 0 | 200.4 | 150.4 | 200.4 | 560.32 | 4185.5422 | 240.519 | 723.481 | 240.519 | 3945.0233 | 4185.5422 | -3945.0233 | 9900 | 0 | -3197.3804 | 0.99
2016-08-14 11:00 | 180000 | 50 | 0 | 200.4 | 150.4 | 200.4 | 560.32 | 4601.6237 | 240.519 | 723.481 | 240.519 | 4361.1047 | 4601.6237 | -4361.1047 | 9900 | 0 | -3945.0233 | 0.99
2016-08-14 12:00 | 180000 | 50 | 0 | 200.4 | 150.4 | 200.4 | 560.32 | 4126.0313 | 240.519 | 723.481 | 240.519 | 3885.5123 | 4126.0313 | -3885.5123 | 9900 | 0 | -4361.1047 | 0.99
2016-08-14 13:00 | 180000 | 50 | 0 | 200.4 | 150.4 | 200.4 | 560.32 | 5093.893 | 240.519 | 723.481 | 240.519 | 4853.3741 | 5093.893 | -4853.3741 | 9900 | 0 | -3885.5123 | 0.99
2016-08-14 14:00 | 180000 | 50 | 0 | 200.4 | 150.4 | 200.4 | 560.32 | 5115.3557 | 240.519 | 723.481 | 240.519 | 4874.8368 | 5115.3557 | -4874.8368 | 9900 | 0 | -4853.3741 | 0.99
2016-08-14 15:00 | 180000 | 50 | 0 | 200.4 | 150.4 | 200.4 | 560.32 | 4878.9046 | 240.519 | 723.481 | 240.519 | 4638.3856 | 4878.9046 | -4638.3856 | 9900 | 0 | -4874.8368 | 0.99
2016-08-14 16:00 | 180000 | 50 | 0 | 200.4 | 150.4 | 200.4 | 560.32 | 4248.7304 | 240.519 | 723.481 | 240.519 | 4008.2115 | 4248.7304 | -4008.2115 | 9900 | 0 | -4638.3856 | 0.99
2016-08-14 17:00 | 180000 | 50 | 0 | 200.4 | 150.4 | 200.4 | 560.32 | 3408.8984 | 240.519 | 723.481 | 240.519 | 3168.3794 | 3408.8984 | -3168.3794 | 9900 | 0 | -4008.2115 | 0.99
2016-08-14 18:00 | 180000 | 50 | 0 | 200.4 | 150.4 | 200.4 | 560.32 | 2455.1571 | 240.519 | 723.481 | 240.519 | 2214.6381 | 2455.1571 | -2214.6381 | 9900 | 0 | -3168.3794 | 0.99
2016-08-14 19:00 | 180000 | 50 | 0 | 200.4 | 150.4 | 200.4 | 560.32 | 1416.4728 | 240.519 | 723.481 | 240.519 | 1175.9539 | 1416.4728 | -1175.9539 | 9900 | 0 | -2214.6381 | 0.99
2016-08-14 20:00 | 180000 | 50 | -50 | 0 | 150.4 | 0 | 0 | 160.6667 | -723.481 | 723.481 | -723.481 | 884.1477 | 877.0822 | -1600.5633 | 9900 | 0 | -1175.9539 | 0.99
2016-08-14 21:00 | 179950 | 50 | -50 | 0 | 0 | 0 | 0 | 160.6667 | 0 | 0 | 0 | 160.6667 | 886.5498 | -886.5498 | 9900 | 0 | -1600.5633 | 0.99
2016-08-14 22:00 | 179900 | 50 | 100 | 200.4 | 0 | 200.4 | 560.32 | 992.3932 | 964 | 0 | 964 | 28.3932 | 992.3932 | -28.3932 | 9900 | 0 | -886.5498 | 0.99
2016-08-14 23:00 | 180000 | 50 | 0 | 200.4 | 50.4 | 200.4 | 560.32 | 988.6761 | 721.5569 | 242.4431 | 721.5569 | 267.1192 | 988.6761 | -267.1192 | 9900 | 0 | -28.3932 | 0.99
2016-08-15 | 180000 | 50 | -50 | 0 | 150.4 | 0 | 0 | 160.6667 | -723.481 | 723.481 | -723.481 | 884.1477 | 957.3593 | -1680.8404 | 9900 | 0 | -267.1192 | 0.99
2016-08-15 01:00 | 179950 | 50 | -50 | 0 | 0 | 0 | 0 | 160.6667 | 0 | 0 | 0 | 160.6667 | 823.9264 | -823.9264 | 9900 | 0 | -1680.8404 | 0.99
2016-08-15 02:00 | 179900 | 50 | -50 | 0 | 0 | 0 | 0 | 160.6667 | 0 | 0 | 0 | 160.6667 | 783.0787 | -783.0787 | 9900 | 0 | -823.9264 | 0.99
2016-08-15 03:00 | 179850 | 50 | -50 | 0 | 0 | 0 | 0 | 160.6667 | 0 | 0 | 0 | 160.6667 | 708.9784 | -708.9784 | 9900 | 0 | -783.0787 | 0.99
2016-08-15 04:00 | 179800 | 50 | -50 | 0 | 0 | 0 | 0 | 160.6667 | 0 | 0 | 0 | 160.6667 | 753.0852 | -753.0852 | 9900 | 0 | -708.9784 | 0.99
2016-08-15 05:00 | 179750 | 50 | -50 | 0 | 0 | 0 | 0 | 160.6667 | 0 | 0 | 0 | 160.6667 | 623.0672 | -623.0672 | 9900 | 0 | -753.0852 | 0.99
2016-08-15 06:00 | 179700 | 50 | -50 | 0 | 0 | 0 | 0 | 160.6667 | 0 | 0 | 0 | 160.6667 | 604.2936 | -604.2936 | 9900 | 0 | -623.0672 | 0.99
2016-08-15 07:00 | 179650 | 50 | 150.4 | 200.4 | 0 | 200.4 | 560.32 | 1219.444 | 964 | 0 | 964 | 255.444 | 1219.444 | -255.444 | 9900 | 0 | -604.2936 | 0.99
2016-08-15 08:00 | 179800.4 | 50 | 150.4 | 200.4 | 0 | 200.4 | 560.32 | 2077.5267 | 964 | 0 | 964 | 1113.5267 | 2077.5267 | -1113.5267 | 9900 | 0 | -255.444 | 0.99
2016-08-15 09:00 | 179950.8 | 50 | 49.2 | 200.4 | 0 | 200.4 | 560.32 | 2729.6807 | 964 | 0 | 964 | 1765.6807 | 2729.6807 | -1765.6807 | 9900 | 0 | -1113.5267 | 0.99
2016-08-15 10:00 | 180000 | 50 | 0 | 200.4 | 101.2 | 200.4 | 560.32 | 3811.7585 | 477.1896 | 486.8104 | 477.1896 | 3334.5689 | 3811.7585 | -3334.5689 | 9900 | 0 | -1765.6807 | 0.99
2016-08-15 11:00 | 180000 | 50 | 0 | 200.4 | 150.4 | 200.4 | 560.32 | 4879.3888 | 240.519 | 723.481 | 240.519 | 4638.8698 | 4879.3888 | -4638.8698 | 9900 | 0 | -3334.5689 | 0.99
2016-08-15 12:00 | 180000 | 50 | 0 | 200.4 | 150.4 | 200.4 | 560.32 | 5324.9011 | 240.519 | 723.481 | 240.519 | 5084.3821 | 5324.9011 | -5084.3821 | 9900 | 0 | -4638.8698 | 0.99
2016-08-15 13:00 | 180000 | 50 | 0 | 200.4 | 150.4 | 200.4 | 560.32 | 5392.4971 | 240.519 | 723.481 | 240.519 | 5151.9781 | 5392.4971 | -5151.9781 | 9900 | 0 | -5084.3821 | 0.99
2016-08-15 14:00 | 180000 | 50 | 0 | 200.4 | 150.4 | 200.4 | 560.32 | 5218.6809 | 240.519 | 723.481 | 240.519 | 4978.1619 | 5218.6809 | -4978.1619 | 9900 | 0 | -5151.9781 | 0.99
2016-08-15 15:00 | 180000 | 50 | 0 | 200.4 | 150.4 | 200.4 | 560.32 | 4918.3133 | 240.519 | 723.481 | 240.519 | 4677.7943 | 4918.3133 | -4677.7943 | 9900 | 0 | -4978.1619 | 0.99
2016-08-15 16:00 | 180000 | 50 | 0 | 200.4 | 150.4 | 200.4 | 560.32 | 4325.8742 | 240.519 | 723.481 | 240.519 | 4085.3552 | 4325.8742 | -4085.3552 | 9900 | 0 | -4677.7943 | 0.99
2016-08-15 17:00 | 180000 | 50 | 0 | 200.4 | 150.4 | 200.4 | 560.32 | 3485.4023 | 240.519 | 723.481 | 240.519 | 3244.8833 | 3485.4023 | -3244.8833 | 9900 | 0 | -4085.3552 | 0.99
2016-08-15 18:00 | 180000 | 50 | 0 | 200.4 | 150.4 | 200.4 | 560.32 | 2493.1643 | 240.519 | 723.481 | 240.519 | 2252.6453 | 2493.1643 | -2252.6453 | 9900 | 0 | -3244.8833 | 0.99
2016-08-15 19:00 | 180000 | 50 | 0 | 200.4 | 150.4 | 200.4 | 560.32 | 1423.9273 | 240.519 | 723.481 | 240.519 | 1183.4083 | 1423.9273 | -1183.4083 | 9900 | 0 | -2252.6453 | 0.99
2016-08-15 20:00 | 180000 | 50 | 0 | 200.4 | 150.4 | 200.4 | 560.32 | 996.8463 | 240.519 | 723.481 | 240.519 | 756.3274 | 996.8463 | -756.3274 | 9900 | 0 | -1183.4083 | 0.99
2016-08-15 21:00 | 180000 | 50 | 0 | 200.4 | 150.4 | 200.4 | 560.32 | 998.873 | 240.519 | 723.481 | 240.519 | 758.3541 | 998.873 | -758.3541 | 9900 | 0 | -756.3274 | 0.99
2016-08-15 22:00 | 180000 | 50 | 0 | 200.4 | 150.4 | 200.4 | 560.32 | 1000 | 240.519 | 723.481 | 240.519 | 759.481 | 1000 | -759.481 | 9900 | 0 | -758.3541 | 0.99
2016-08-15 23:00 | 180000 | 50 | 0 | 200.4 | 150.4 | 200.4 | 560.32 | 1000 | 240.519 | 723.481 | 240.519 | 759.481 | 1000 | -759.481 | 9900 | 0 | -759.481 | 0.99
2016-08-16 | 180000 | 50 | 0 | 200.4 | 150.4 | 200.4 | 560.32 | 993.6155 | 240.519 | 723.481 | 240.519 | 753.0965 | 993.6155 | -753.0965 | 9900 | 0 | -759.481 | 0.99
2016-08-16 01:00 | 180000 | 50 | -50 | 0 | 150.4 | 0 | 0 | 160.6667 | -723.481 | 723.481 | -723.481 | 884.1477 | 866.394 | -1589.875 | 9900 | 0 | -753.0965 | 0.99
2016-08-16 02:00 | 179950 | 50 | -50 | 0 | 0 | 0 | 0 | 160.6667 | 0 | 0 | 0 | 160.6667 | 785.6732 | -785.6732 | 9900 | 0 | -1589.875 | 0.99
2016-08-16 03:00 | 179900 | 50 | -50 | 0 | 0 | 0 | 0 | 160.6667 | 0 | 0 | 0 | 160.6667 | 636.3863 | -636.3863 | 9900 | 0 | -785.6732 | 0.99
2016-08-16 04:00 | 179850 | 50 | -50 | 0 | 0 | 0 | 0 | 160.6667 | 0 | 0 | 0 | 160.6667 | 953.355 | -953.355 | 9900 | 0 | -636.3863 | 0.99
2016-08-16 05:00 | 179800 | 50 | 150.4 | 200.4 | 0 | 200.4 | 560.32 | 1000 | 964 | 0 | 964 | 36 | 1000 | -36 | 9900 | 0 | -953.355 | 0.99
2016-08-16 06:00 | 179950.4 | 50 | 49.6 | 200.4 | 0 | 200.4 | 560.32 | 999.4668 | 964 | 0 | 964 | 35.4668 | 999.4668 | -35.4668 | 9900 | 0 | -36 | 0.99
2016-08-16 07:00 | 180000 | 50 | 0 | 200.4 | 100.8 | 200.4 | 560.32 | 1589.6829 | 479.1138 | 484.8862 | 479.1138 | 1110.5691 | 1589.6829 | -1110.5691 | 9900 | 0 | -35.4668 | 0.99
2016-08-16 08:00 | 180000 | 50 | 0 | 200.4 | 150.4 | 200.4 | 560.32 | 2643.4866 | 240.519 | 723.481 | 240.519 | 2402.9676 | 2643.4866 | -2402.9676 | 9900 | 0 | -1110.5691 | 0.99
2016-08-16 09:00 | 180000 | 50 | 0 | 200.4 | 150.4 | 200.4 | 560.32 | 3616.143 | 240.519 | 723.481 | 240.519 | 3375.624 | 3616.143 | -3375.624 | 9900 | 0 | -2402.9676 | 0.99
2016-08-16 10:00 | 180000 | 50 | 0 | 200.4 | 150.4 | 200.4 | 560.32 | 4449.7027 | 240.519 | 723.481 | 240.519 | 4209.1837 | 4449.7027 | -4209.1837 | 9900 | 0 | -3375.624 | 0.99
2016-08-16 11:00 | 180000 | 50 | 0 | 200.4 | 150.4 | 200.4 | 560.32 | 5080.8426 | 240.519 | 723.481 | 240.519 | 4840.3237 | 5080.8426 | -4840.3237 | 9900 | 0 | -4209.1837 | 0.99
2016-08-16 12:00 | 180000 | 50 | 0 | 200.4 | 150.4 | 200.4 | 560.32 | 5468.7746 | 240.519 | 723.481 | 240.519 | 5228.2557 | 5468.7746 | -5228.2557 | 9900 | 0 | -4840.3237 | 0.99
2016-08-16 13:00 | 180000 | 50 | 0 | 200.4 | 150.4 | 200.4 | 560.32 | 5587.0617 | 240.519 | 723.481 | 240.519 | 5346.5428 | 5587.0617 | -5346.5428 | 9900 | 0 | -5228.2557 | 0.99
2016-08-16 14:00 | 180000 | 50 | 0 | 200.4 | 150.4 | 200.4 | 560.32 | 5427.6429 | 240.519 | 723.481 | 240.519 | 5187.124 | 5427.6429 | -5187.124 | 9900 | 0 | -5346.5428 | 0.99
2016-08-16 15:00 | 180000 | 50 | 0 | 200.4 | 150.4 | 200.4 | 560.32 | 5001.3823 | 240.519 | 723.481 | 240.519 | 4760.8633 | 5001.3823 | -4760.8633 | 9900 | 0 | -5187.124 | 0.99
2016-08-16 16:00 | 180000 | 50 | 0 | 200.4 | 150.4 | 200.4 | 560.32 | 4337.3288 | 240.519 | 723.481 | 240.519 | 4096.8098 | 4337.3288 | -4096.8098 | 9900 | 0 | -4760.8633 | 0.99
2016-08-16 17:00 | 180000 | 50 | 0 | 200.4 | 150.4 | 200.4 | 560.32 | 3480.7366 | 240.519 | 723.481 | 240.519 | 3240.2176 | 3480.7366 | -3240.2176 | 9900 | 0 | -4096.8098 | 0.99
2016-08-16 18:00 | 180000 | 50 | 0 | 200.4 | 150.4 | 200.4 | 560.32 | 2489.981 | 240.519 | 723.481 | 240.519 | 2249.462 | 2489.981 | -2249.462 | 9900 | 0 | -3240.2176 | 0.99
2016-08-16 19:00 | 180000 | 50 | 0 | 200.4 | 150.4 | 200.4 | 560.32 | 1432.5804 | 240.519 | 723.481 | 240.519 | 1192.0614 | 1432.5804 | -1192.0614 | 9900 | 0 | -2249.462 | 0.99
2016-08-16 20:00 | 180000 | 50 | 0 | 200.4 | 150.4 | 200.4 | 560.32 | 1000 | 240.519 | 723.481 | 240.519 | 759.481 | 1000 | -759.481 | 9900 | 0 | -1192.0614 | 0.99
2016-08-16 21:00 | 180000 | 50 | 0 | 200.4 | 150.4 | 200.4 | 560.32 | 1000 | 240.519 | 723.481 | 240.519 | 759.481 | 1000 | -759.481 | 9900 | 0 | -759.481 | 0.99
2016-08-16 22:00 | 180000 | 50 | 0 | 200.4 | 150.4 | 200.4 | 560.32 | 1000 | 240.519 | 723.481 | 240.519 | 759.481 | 1000 | -759.481 | 9900 | 0 | -759.481 | 0.99
2016-08-16 23:00 | 180000 | 50 | 0 | 200.4 | 150.4 | 200.4 | 560.32 | 1000 | 240.519 | 723.481 | 240.519 | 759.481 | 1000 | -759.481 | 9900 | 0 | -759.481 | 0.99
2016-08-17 | 180000 | 50 | 0 | 200.4 | 150.4 | 200.4 | 560.32 | 999.1248 | 240.519 | 723.481 | 240.519 | 758.6059 | 999.1248 | -758.6059 | 9900 | 0 | -759.481 | 0.99
2016-08-17 01:00 | 180000 | 50 | -50 | 0 | 150.4 | 0 | 0 | 160.6667 | -723.481 | 723.481 | -723.481 | 884.1477 | 863.9264 | -1587.4074 | 9900 | 0 | -758.6059 | 0.99
2016-08-17 02:00 | 179950 | 50 | 50 | 200.4 | 0 | 200.4 | 560.32 | 991.7064 | 964 | 0 | 964 | 27.7064 | 991.7064 | -27.7064 | 9900 | 0 | -1587.4074 | 0.99
2016-08-17 03:00 | 180000 | 50 | 0 | 200.4 | 100.4 | 200.4 | 560.32 | 1000 | 481.0379 | 482.9621 | 481.0379 | 518.9621 | 1000 | -518.9621 | 9900 | 0 | -27.7064 | 0.99
2016-08-17 04:00 | 180000 | 50 | 0 | 200.4 | 150.4 | 200.4 | 560.32 | 1000 | 240.519 | 723.481 | 240.519 | 759.481 | 1000 | -759.481 | 9900 | 0 | -518.9621 | 0.99
2016-08-17 05:00 | 180000 | 50 | 0 | 200.4 | 150.4 | 200.4 | 560.32 | 1000 | 240.519 | 723.481 | 240.519 | 759.481 | 1000 | -759.481 | 9900 | 0 | -759.481 | 0.99
2016-08-17 06:00 | 180000 | 50 | 0 | 200.4 | 150.4 | 200.4 | 560.32 | 970.2468 | 240.519 | 723.481 | 240.519 | 729.7278 | 970.2468 | -729.7278 | 9900 | 0 | -759.481 | 0.99
2016-08-17 07:00 | 180000 | 50 | 0 | 200.4 | 150.4 | 200.4 | 560.32 | 1513.6219 | 240.519 | 723.481 | 240.519 | 1273.1029 | 1513.6219 | -1273.1029 | 9900 | 0 | -729.7278 | 0.99
2016-08-17 08:00 | 180000 | 50 | 0 | 200.4 | 150.4 | 200.4 | 560.32 | 2585.4453 | 240.519 | 723.481 | 240.519 | 2344.9263 | 2585.4453 | -2344.9263 | 9900 | 0 | -1273.1029 | 0.99
2016-08-17 09:00 | 180000 | 50 | 0 | 200.4 | 150.4 | 200.4 | 560.32 | 3609.6462 | 240.519 | 723.481 | 240.519 | 3369.1272 | 3609.6462 | -3369.1272 | 9900 | 0 | -2344.9263 | 0.99
2016-08-17 10:00 | 180000 | 50 | 0 | 200.4 | 150.4 | 200.4 | 560.32 | 4444.2017 | 240.519 | 723.481 | 240.519 | 4203.6828 | 4444.2017 | -4203.6828 | 9900 | 0 | -3369.1272 | 0.99
2016-08-17 11:00 | 180000 | 50 | 0 | 200.4 | 150.4 | 200.4 | 560.32 | 5075.3384 | 240.519 | 723.481 | 240.519 | 4834.8194 | 5075.3384 | -4834.8194 | 9900 | 0 | -4203.6828 | 0.99
2016-08-17 12:00 | 180000 | 50 | 0 | 200.4 | 150.4 | 200.4 | 560.32 | 2909.2411 | 240.519 | 723.481 | 240.519 | 2668.7221 | 2909.2411 | -2668.7221 | 9900 | 0 | -4834.8194 | 0.99
2016-08-17 13:00 | 180000 | 50 | 0 | 200.4 | 150.4 | 200.4 | 560.32 | 5580.2281 | 240.519 | 723.481 | 240.519 | 5339.7092 | 5580.2281 | -5339.7092 | 9900 | 0 | -2668.7221 | 0.99
2016-08-17 14:00 | 180000 | 50 | 0 | 200.4 | 150.4 | 200.4 | 560.32 | 4775.5808 | 240.519 | 723.481 | 240.519 | 4535.0619 | 4775.5808 | -4535.0619 | 9900 | 0 | -5339.7092 | 0.99
2016-08-17 15:00 | 180000 | 50 | 0 | 200.4 | 150.4 | 200.4 | 560.32 | 4985.1641 | 240.519 | 723.481 | 240.519 | 4744.6451 | 4985.1641 | -4744.6451 | 9900 | 0 | -4535.0619 | 0.99
2016-08-17 16:00 | 180000 | 50 | 0 | 200.4 | 150.4 | 200.4 | 560.32 | 4315.7585 | 240.519 | 723.481 | 240.519 | 4075.2395 | 4315.7585 | -4075.2395 | 9900 | 0 | -4744.6451 | 0.99
2016-08-17 17:00 | 180000 | 50 | 0 | 200.4 | 150.4 | 200.4 | 560.32 | 3464.55 | 240.519 | 723.481 | 240.519 | 3224.031 | 3464.55 | -3224.031 | 9900 | 0 | -4075.2395 | 0.99
2016-08-17 18:00 | 180000 | 50 | 0 | 200.4 | 150.4 | 200.4 | 560.32 | 2470.2152 | 240.519 | 723.481 | 240.519 | 2229.6963 | 2470.2152 | -2229.6963 | 9900 | 0 | -3224.031 | 0.99
2016-08-17 19:00 | 180000 | 50 | 0 | 200.4 | 150.4 | 200.4 | 560.32 | 1270.109 | 240.519 | 723.481 | 240.519 | 1029.59 | 1270.109 | -1029.59 | 9900 | 0 | -2229.6963 | 0.99
2016-08-17 20:00 | 180000 | 50 | -50 | 0 | 150.4 | 0 | 0 | 160.6667 | -723.481 | 723.481 | -723.481 | 884.1477 | 936.1039 | -1659.5849 | 9900 | 0 | -1029.59 | 0.99
2016-08-17 21:00 | 179950 | 50 | 50 | 200.4 | 0 | 200.4 | 560.32 | 993.6609 | 964 | 0 | 964 | 29.6609 | 993.6609 | -29.6609 | 9900 | 0 | -1659.5849 | 0.99
2016-08-17 22:00 | 180000 | 50 | -50 | 0 | 100.4 | 0 | 0 | 160.6667 | -482.9621 | 482.9621 | -482.9621 | 643.6287 | 853.9913 | -1336.9534 | 9900 | 0 | -29.6609 | 0.99
2016-08-17 23:00 | 179950 | 50 | 50 | 200.4 | 0 | 200.4 | 560.32 | 967.767 | 964 | 0 | 964 | 3.767 | 967.767 | -3.767 | 9900 | 0 | -1336.9534 | 0.99
2016-08-18 | 180000 | 50 | -50 | 0 | 100.4 | 0 | 0 | 160.6667 | -482.9621 | 482.9621 | -482.9621 | 643.6287 | 868.6147 | -1351.5768 | 9900 | 0 | -3.767 | 0.99
2016-08-18 01:00 | 179950 | 50 | -50 | 0 | 0 | 0 | 0 | 160.6667 | 0 | 0 | 0 | 160.6667 | 829.9134 | -829.9134 | 9900 | 0 | -1351.5768 | 0.99
2016-08-18 02:00 | 179900 | 50 | -50 | 0 | 0 | 0 | 0 | 160.6667 | 0 | 0 | 0 | 160.6667 | 845.9654 | -845.9654 | 9900 | 0 | -829.9134 | 0.99
2016-08-18 03:00 | 179850 | 50 | -50 | 0 | 0 | 0 | 0 | 160.6667 | 0 | 0 | 0 | 160.6667 | 931.6558 | -931.6558 | 9900 | 0 | -845.9654 | 0.99
2016-08-18 04:00 | 179800 | 50 | -50 | 0 | 0 | 0 | 0 | 160.6667 | 0 | 0 | 0 | 160.6667 | 911.6991 | -911.6991 | 9900 | 0 | -931.6558 | 0.99
2016-08-18 05:00 | 179750 | 50 | -50 | 0 | 0 | 0 | 0 | 160.6667 | 0 | 0 | 0 | 160.6667 | 809.1804 | -809.1804 | 9900 | 0 | -911.6991 | 0.99
2016-08-18 06:00 | 179700 | 50 | -16.6 | 33.4 | 0 | 33.4 | 93.3867 | 160.6667 | 160.6667 | 0 | 160.6667 | 0 | 330.9128 | -170.2461 | 9900 | 0 | -809.1804 | 0.99
2016-08-18 07:00 | 179683.4 | 50 | -50 | 0 | 0 | 0 | 0 | 160.6667 | 0 | 0 | 0 | 160.6667 | 723.3813 | -723.3813 | 9900 | 0 | -170.2461 | 0.99
2016-08-18 08:00 | 179633.4 | 50 | 150.4 | 200.4 | 0 | 200.4 | 560.32 | 1727.7326 | 964 | 0 | 964 | 763.7326 | 1727.7326 | -763.7326 | 9900 | 0 | -723.3813 | 0.99
2016-08-18 09:00 | 179783.8 | 50 | 150.4 | 200.4 | 0 | 200.4 | 560.32 | 3061.1214 | 964 | 0 | 964 | 2097.1214 | 3061.1214 | -2097.1214 | 9900 | 0 | -763.7326 | 0.99
2016-08-18 10:00 | 179934.2 | 50 | 65.8 | 200.4 | 0 | 200.4 | 560.32 | 4232.1686 | 964 | 0 | 964 | 3268.1686 | 4232.1686 | -3268.1686 | 9900 | 0 | -2097.1214 | 0.99
2016-08-18 11:00 | 180000 | 50 | 0 | 200.4 | 84.6 | 200.4 | 560.32 | 4844.061 | 557.0419 | 406.9581 | 557.0419 | 4287.0191 | 4844.061 | -4287.0191 | 9900 | 0 | -3268.1686 | 0.99
2016-08-18 12:00 | 180000 | 50 | 0 | 200.4 | 150.4 | 200.4 | 560.32 | 5436.5977 | 240.519 | 723.481 | 240.519 | 5196.0787 | 5436.5977 | -5196.0787 | 9900 | 0 | -4287.0191 | 0.99
2016-08-18 13:00 | 180000 | 50 | 0 | 200.4 | 150.4 | 200.4 | 560.32 | 5573.1686 | 240.519 | 723.481 | 240.519 | 5332.6497 | 5573.1686 | -5332.6497 | 9900 | 0 | -5196.0787 | 0.99
2016-08-18 14:00 | 180000 | 50 | 0 | 200.4 | 150.4 | 200.4 | 560.32 | 5361.1389 | 240.519 | 723.481 | 240.519 | 5120.6199 | 5361.1389 | -5120.6199 | 9900 | 0 | -5332.6497 | 0.99
2016-08-18 15:00 | 180000 | 50 | 0 | 200.4 | 150.4 | 200.4 | 560.32 | 4044.3723 | 240.519 | 723.481 | 240.519 | 3803.8533 | 4044.3723 | -3803.8533 | 9900 | 0 | -5120.6199 | 0.99
2016-08-18 16:00 | 180000 | 50 | 0 | 200.4 | 150.4 | 200.4 | 560.32 | 4125.574 | 240.519 | 723.481 | 240.519 | 3885.055 | 4125.574 | -3885.055 | 9900 | 0 | -3803.8533 | 0.99
2016-08-18 17:00 | 180000 | 50 | 0 | 200.4 | 150.4 | 200.4 | 560.32 | 2978.2341 | 240.519 | 723.481 | 240.519 | 2737.7152 | 2978.2341 | -2737.7152 | 9900 | 0 | -3885.055 | 0.99
2016-08-18 18:00 | 180000 | 50 | 0 | 200.4 | 150.4 | 200.4 | 560.32 | 1817.1821 | 240.519 | 723.481 | 240.519 | 1576.6631 | 1817.1821 | -1576.6631 | 9900 | 0 | -2737.7152 | 0.99
2016-08-18 19:00 | 180000 | 50 | 0 | 200.4 | 150.4 | 200.4 | 560.32 | 1329.996 | 240.519 | 723.481 | 240.519 | 1089.477 | 1329.996 | -1089.477 | 9900 | 0 | -1576.6631 | 0.99
2016-08-18 20:00 | 180000 | 50 | -50 | 0 | 150.4 | 0 | 0 | 160.6667 | -723.481 | 723.481 | -723.481 | 884.1477 | 951.3204 | -1674.8014 | 9900 | 0 | -1089.477 | 0.99
2016-08-18 21:00 | 179950 | 50 | -50 | 0 | 0 | 0 | 0 | 160.6667 | 0 | 0 | 0 | 160.6667 | 741.2086 | -741.2086 | 9900 | 0 | -1674.8014 | 0.99
2016-08-18 22:00 | 179900 | 50 | -50 | 0 | 0 | 0 | 0 | 160.6667 | 0 | 0 | 0 | 160.6667 | 820.7662 | -820.7662 | 9900 | 0 | -741.2086 | 0.99
2016-08-18 23:00 | 179850 | 50 | 150 | 200.4 | 0 | 200.4 | 560.32 | 988.9387 | 964 | 0 | 964 | 24.9387 | 988.9387 | -24.9387 | 9900 | 0 | -820.7662 | 0.99
2016-08-19 | 180000 | 50 | -50 | 0 | 0.4 | 0 | 0 | 160.6667 | -1.9242 | 1.9242 | -1.9242 | 162.5908 | 958.1926 | -960.1168 | 9900 | 0 | -24.9387 | 0.99
2016-08-19 01:00 | 179950 | 50 | -50 | 0 | 0 | 0 | 0 | 160.6667 | 0 | 0 | 0 | 160.6667 | 871.9654 | -871.9654 | 9900 | 0 | -960.1168 | 0.99
2016-08-19 02:00 | 179900 | 50 | -50 | 0 | 0 | 0 | 0 | 160.6667 | 0 | 0 | 0 | 160.6667 | 793.1659 | -793.1659 | 9900 | 0 | -871.9654 | 0.99
2016-08-19 03:00 | 179850 | 50 | -50 | 0 | 0 | 0 | 0 | 160.6667 | 0 | 0 | 0 | 160.6667 | 692.0693 | -692.0693 | 9900 | 0 | -793.1659 | 0.99
2016-08-19 04:00 | 179800 | 50 | -50 | 0 | 0 | 0 | 0 | 160.6667 | 0 | 0 | 0 | 160.6667 | 579.6416 | -579.6416 | 9900 | 0 | -692.0693 | 0.99
2016-08-19 05:00 | 179750 | 50 | -50 | 0 | 0 | 0 | 0 | 160.6667 | 0 | 0 | 0 | 160.6667 | 649.6258 | -649.6258 | 9900 | 0 | -579.6416 | 0.99
2016-08-19 06:00 | 179700 | 50 | -50 | 0 | 0 | 0 | 0 | 160.6667 | 0 | 0 | 0 | 160.6667 | 425.6952 | -425.6952 | 9900 | 0 | -649.6258 | 0.99
2016-08-19 07:00 | 179650 | 50 | -50 | 0 | 0 | 0 | 0 | 160.6667 | 0 | 0 | 0 | 160.6667 | 730.7584 | -730.7584 | 9900 | 0 | -425.6952 | 0.99
2016-08-19 08:00 | 179600 | 50 | 150.4 | 200.4 | 0 | 200.4 | 560.32 | 1908.0464 | 964 | 0 | 964 | 944.0464 | 1908.0464 | -944.0464 | 9900 | 0 | -730.7584 | 0.99
2016-08-19 09:00 | 179750.4 | 50 | 150.4 | 200.4 | 0 | 200.4 | 560.32 | 2949.3105 | 964 | 0 | 964 | 1985.3105 | 2949.3105 | -1985.3105 | 9900 | 0 | -944.0464 | 0.99
2016-08-19 10:00 | 179900.8 | 50 | 99.2 | 200.4 | 0 | 200.4 | 560.32 | 3863.4329 | 964 | 0 | 964 | 2899.4329 | 3863.4329 | -2899.4329 | 9900 | 0 | -1985.3105 | 0.99
2016-08-19 11:00 | 180000 | 50 | 0 | 200.4 | 51.2 | 200.4 | 560.32 | 4724.77 | 717.7086 | 246.2914 | 717.7086 | 4007.0614 | 4724.77 | -4007.0614 | 9900 | 0 | -2899.4329 | 0.99
2016-08-19 12:00 | 180000 | 50 | 0 | 200.4 | 150.4 | 200.4 | 560.32 | 5319.1836 | 240.519 | 723.481 | 240.519 | 5078.6646 | 5319.1836 | -5078.6646 | 9900 | 0 | -4007.0614 | 0.99
2016-08-19 13:00 | 180000 | 50 | 0 | 200.4 | 150.4 | 200.4 | 560.32 | 5475.0578 | 240.519 | 723.481 | 240.519 | 5234.5388 | 5475.0578 | -5234.5388 | 9900 | 0 | -5078.6646 | 0.99
2016-08-19 14:00 | 180000 | 50 | 0 | 200.4 | 150.4 | 200.4 | 560.32 | 5319.9337 | 240.519 | 723.481 | 240.519 | 5079.4147 | 5319.9337 | -5079.4147 | 9900 | 0 | -5234.5388 | 0.99
2016-08-19 15:00 | 180000 | 50 | 0 | 200.4 | 150.4 | 200.4 | 560.32 | 4906.4283 | 240.519 | 723.481 | 240.519 | 4665.9093 | 4906.4283 | -4665.9093 | 9900 | 0 | -5079.4147 | 0.99
2016-08-19 16:00 | 180000 | 50 | 0 | 200.4 | 150.4 | 200.4 | 560.32 | 4206.5469 | 240.519 | 723.481 | 240.519 | 3966.028 | 4206.5469 | -3966.028 | 9900 | 0 | -4665.9093 | 0.99
2016-08-19 17:00 | 180000 | 50 | 0 | 200.4 | 150.4 | 200.4 | 560.32 | 3399.9625 | 240.519 | 723.481 | 240.519 | 3159.4435 | 3399.9625 | -3159.4435 | 9900 | 0 | -3966.028 | 0.99
2016-08-19 18:00 | 180000 | 50 | 0 | 200.4 | 150.4 | 200.4 | 560.32 | 2269.4499 | 240.519 | 723.481 | 240.519 | 2028.931 | 2269.4499 | -2028.931 | 9900 | 0 | -3159.4435 | 0.99
2016-08-19 19:00 | 180000 | 50 | 0 | 200.4 | 150.4 | 200.4 | 560.32 | 1105.4189 | 240.519 | 723.481 | 240.519 | 864.8999 | 1105.4189 | -864.8999 | 9900 | 0 | -2028.931 | 0.99
2016-08-19 20:00 | 180000 | 50 | -50 | 0 | 150.4 | 0 | 0 | 160.6667 | -723.481 | 723.481 | -723.481 | 884.1477 | 622.7231 | -1346.2041 | 9900 | 0 | -864.8999 | 0.99
2016-08-19 21:00 | 179950 | 50 | -16.6 | 33.4 | 0 | 33.4 | 93.3867 | 160.6667 | 160.6667 | 0 | 160.6667 | 0 | 404.1062 | -243.4395 | 9900 | 0 | -1346.2041 | 0.99
2016-08-19 22:00 | 179933.4 | 50 | -50 | 0 | 0 | 0 | 0 | 160.6667 | 0 | 0 | 0 | 160.6667 | 657.8607 | -657.8607 | 9900 | 0 | -243.4395 | 0.99
2016-08-19 23:00 | 179883.4 | 50 | -50 | 0 | 0 | 0 | 0 | 160.6667 | 0 | 0 | 0 | 160.6667 | 707.0325 | -707.0325 | 9900 | 0 | -657.8607 | 0.99
2016-08-20 | 179833.4 | 50 | -50 | 0 | 0 | 0 | 0 | 160.6667 | 0 | 0 | 0 | 160.6667 | 762.5014 | -762.5014 | 9900 | 0 | -707.0325 | 0.99
2016-08-20 01:00 | 179783.4 | 50 | -16.6 | 33.4 | 0 | 33.4 | 93.3867 | 160.6667 | 160.6667 | 0 | 160.6667 | 2.8422e-14 | 466.2463 | -305.5797 | 9900 | 0 | -762.5014 | 0.99
2016-08-20 02:00 | 179766.8 | 50 | -50 | 0 | 0 | 0 | 0 | 160.6667 | 0 | 0 | 0 | 160.6667 | 499.0837 | -499.0837 | 9900 | 0 | -305.5797 | 0.99
2016-08-20 03:00 | 179716.8 | 50 | -50 | 0 | 0 | 0 | 0 | 160.6667 | 0 | 0 | 0 | 160.6667 | 426.3878 | -426.3878 | 9900 | 0 | -499.0837 | 0.99
2016-08-20 04:00 | 179666.8 | 50 | -50 | 0 | 0 | 0 | 0 | 160.6667 | 0 | 0 | 0 | 160.6667 | 826.9783 | -826.9783 | 9900 | 0 | -426.3878 | 0.99
2016-08-20 05:00 | 179616.8 | 50 | -50 | 0 | 0 | 0 | 0 | 160.6667 | 0 | 0 | 0 | 160.6667 | 858.6277 | -858.6277 | 9900 | 0 | -826.9783 | 0.99
2016-08-20 06:00 | 179566.8 | 50 | -50 | 0 | 0 | 0 | 0 | 160.6667 | 0 | 0 | 0 | 160.6667 | 559.994 | -559.994 | 9900 | 0 | -858.6277 | 0.99
2016-08-20 07:00 | 179516.8 | 50 | -50 | 0 | 0 | 0 | 0 | 160.6667 | 0 | 0 | 0 | 160.6667 | 915.3309 | -915.3309 | 9900 | 0 | -559.994 | 0.99
2016-08-20 08:00 | 179466.8 | 50 | 150.4 | 200.4 | 0 | 200.4 | 560.32 | 2213.6373 | 964 | 0 | 964 | 1249.6373 | 2213.6373 | -1249.6373 | 9900 | 0 | -915.3309 | 0.99
2016-08-20 09:00 | 179617.2 | 50 | 150.4 | 200.4 | 0 | 200.4 | 560.32 | 2819.6187 | 964 | 0 | 964 | 1855.6187 | 2819.6187 | -1855.6187 | 9900 | 0 | -1249.6373 | 0.99
2016-08-20 10:00 | 179767.6 | 50 | 150.4 | 200.4 | 0 | 200.4 | 560.32 | 4299.2454 | 964 | 0 | 964 | 3335.2454 | 4299.2454 | -3335.2454 | 9900 | 0 | -1855.6187 | 0.99
2016-08-20 11:00 | 179918 | 50 | 82 | 200.4 | 0 | 200.4 | 560.32 | 4944.985 | 964 | 0 | 964 | 3980.985 | 4944.985 | -3980.985 | 9900 | 0 | -3335.2454 | 0.99
2016-08-20 12:00 | 180000 | 50 | 0 | 200.4 | 68.4 | 200.4 | 560.32 | 5360.2651 | 634.9701 | 329.0299 | 634.9701 | 4725.295 | 5360.2651 | -4725.295 | 9900 | 0 | -3980.985 | 0.99
2016-08-20 13:00 | 180000 | 50 | 0 | 200.4 | 150.4 | 200.4 | 560.32 | 4634.4866 | 240.519 | 723.481 | 240.519 | 4393.9676 | 4634.4866 | -4393.9676 | 9900 | 0 | -4725.295 | 0.99
2016-08-20 14:00 | 180000 | 50 | 0 | 200.4 | 150.4 | 200.4 | 560.32 | 5391.8592 | 240.519 | 723.481 | 240.519 | 5151.3402 | 5391.8592 | -5151.3402 | 9900 | 0 | -4393.9676 | 0.99
2016-08-20 15:00 | 180000 | 50 | 0 | 200.4 | 150.4 | 200.4 | 560.32 | 4961.2418 | 240.519 | 723.481 | 240.519 | 4720.7228 | 4961.2418 | -4720.7228 | 9900 | 0 | -5151.3402 | 0.99
2016-08-20 16:00 | 180000 | 50 | 0 | 200.4 | 150.4 | 200.4 | 560.32 | 3124.3668 | 240.519 | 723.481 | 240.519 | 2883.8479 | 3124.3668 | -2883.8479 | 9900 | 0 | -4720.7228 | 0.99
2016-08-20 17:00 | 180000 | 50 | 0 | 200.4 | 150.4 | 200.4 | 560.32 | 3426.6875 | 240.519 | 723.481 | 240.519 | 3186.1686 | 3426.6875 | -3186.1686 | 9900 | 0 | -2883.8479 | 0.99
2016-08-20 18:00 | 180000 | 50 | 0 | 200.4 | 150.4 | 200.4 | 560.32 | 2427.9904 | 240.519 | 723.481 | 240.519 | 2187.4714 | 2427.9904 | -2187.4714 | 9900 | 0 | -3186.1686 | 0.99
2016-08-20 19:00 | 180000 | 50 | 0 | 200.4 | 150.4 | 200.4 | 560.32 | 1359.7026 | 240.519 | 723.481 | 240.519 | 1119.1837 | 1359.7026 | -1119.1837 | 9900 | 0 | -2187.4714 | 0.99
2016-08-20 20:00 | 180000 | 50 | 0 | 200.4 | 150.4 | 200.4 | 560.32 | 972.8781 | 240.519 | 723.481 | 240.519 | 732.3591 | 972.8781 | -732.3591 | 9900 | 0 | -1119.1837 | 0.99
2016-08-20 21:00 | 180000 | 50 | 0 | 200.4 | 150.4 | 200.4 | 560.32 | 995.7835 | 240.519 | 723.481 | 240.519 | 755.2646 | 995.7835 | -755.2646 | 9900 | 0 | -732.3591 | 0.99
2016-08-20 22:00 | 180000 | 50 | 0 | 200.4 | 150.4 | 200.4 | 560.32 | 998.5346 | 240.519 | 723.481 | 240.519 | 758.0157 | 998.5346 | -758.0157 | 9900 | 0 | -755.2646 | 0.99
2016-08-20 23:00 | 180000 | 50 | 0 | 200.4 | 150.4 | 200.4 | 560.32 | 985.0447 | 240.519 | 723.481 | 240.519 | 744.5258 | 985.0447 | -744.5258 | 9900 | 0 | -758.0157 | 0.99
2016-08-21 | 180000 | 50 | 0 | 200.4 | 150.4 | 200.4 | 560.32 | 986.1508 | 240.519 | 723.481 | 240.519 | 745.6318 | 986.1508 | -745.6318 | 9900 | 0 | -744.5258 | 0.99
2016-08-21 01:00 | 180000 | 50 | 0 | 200.4 | 150.4 | 200.4 | 560.32 | 974.5346 | 240.519 | 723.481 | 240.519 | 734.0157 | 974.5346 | -734.0157 | 9900 | 0 | -745.6318 | 0.99
2016-08-21 02:00 | 180000 | 50 | 0 | 200.4 | 150.4 | 200.4 | 560.32 | 996.2677 | 240.519 | 723.481 | 240.519 | 755.7487 | 996.2677 | -755.7487 | 9900 | 0 | -734.0157 | 0.99
2016-08-21 03:00 | 180000 | 50 | 0 | 200.4 | 150.4 | 200.4 | 560.32 | 979.075 | 240.519 | 723.481 | 240.519 | 738.5561 | 979.075 | -738.5561 | 9900 | 0 | -755.7487 | 0.99
2016-08-21 04:00 | 180000 | 50 | 0 | 200.4 | 150.4 | 200.4 | 560.32 | 969.5447 | 240.519 | 723.481 | 240.519 | 729.0258 | 969.5447 | -729.0258 | 9900 | 0 | -738.5561 | 0.99
2016-08-21 05:00 | 180000 | 50 | -50 | 0 | 150.4 | 0 | 0 | 160.6667 | -723.481 | 723.481 | -723.481 | 884.1477 | 904.1558 | -1627.6369 | 9900 | 0 | -729.0258 | 0.99
2016-08-21 06:00 | 179950 | 50 | -50 | 0 | 0 | 0 | 0 | 160.6667 | 0 | 0 | 0 | 160.6667 | 939.8918 | -939.8918 | 9900 | 0 | -1627.6369 | 0.99
2016-08-21 07:00 | 179900 | 50 | 100 | 200.4 | 0 | 200.4 | 560.32 | 1504.5798 | 964 | 0 | 964 | 540.5798 | 1504.5798 | -540.5798 | 9900 | 0 | -939.8918 | 0.99
2016-08-21 08:00 | 180000 | 50 | 0 | 200.4 | 50.4 | 200.4 | 560.32 | 2609.4145 | 721.5569 | 242.4431 | 721.5569 | 1887.8576 | 2609.4145 | -1887.8576 | 9900 | 0 | -540.5798 | 0.99
2016-08-21 09:00 | 180000 | 50 | 0 | 200.4 | 150.4 | 200.4 | 560.32 | 3588.2566 | 240.519 | 723.481 | 240.519 | 3347.7376 | 3588.2566 | -3347.7376 | 9900 | 0 | -1887.8576 | 0.99
2016-08-21 10:00 | 180000 | 50 | 0 | 200.4 | 150.4 | 200.4 | 560.32 | 4421.3801 | 240.519 | 723.481 | 240.519 | 4180.8611 | 4421.3801 | -4180.8611 | 9900 | 0 | -3347.7376 | 0.99
2016-08-21 11:00 | 180000 | 50 | 0 | 200.4 | 150.4 | 200.4 | 560.32 | 5052.0089 | 240.519 | 723.481 | 240.519 | 4811.49 | 5052.0089 | -4811.49 | 9900 | 0 | -4180.8611 | 0.99
2016-08-21 12:00 | 180000 | 50 | 0 | 200.4 | 150.4 | 200.4 | 560.32 | 5437.1669 | 240.519 | 723.481 | 240.519 | 5196.6479 | 5437.1669 | -5196.6479 | 9900 | 0 | -4811.49 | 0.99
2016-08-21 13:00 | 180000 | 50 | 0 | 200.4 | 150.4 | 200.4 | 560.32 | 5550.606 | 240.519 | 723.481 | 240.519 | 5310.087 | 5550.606 | -5310.087 | 9900 | 0 | -5196.6479 | 0.99
2016-08-21 14:00 | 180000 | 50 | 0 | 200.4 | 150.4 | 200.4 | 560.32 | 5384.5957 | 240.519 | 723.481 | 240.519 | 5144.0767 | 5384.5957 | -5144.0767 | 9900 | 0 | -5310.087 | 0.99
2016-08-21 15:00 | 180000 | 50 | 0 | 200.4 | 150.4 | 200.4 | 560.32 | 4950.4492 | 240.519 | 723.481 | 240.519 | 4709.9302 | 4950.4492 | -4709.9302 | 9900 | 0 | -5144.0767 | 0.99
2016-08-21 16:00 | 180000 | 50 | 0 | 200.4 | 150.4 | 200.4 | 560.32 | 4277.7529 | 240.519 | 723.481 | 240.519 | 4037.2339 | 4277.7529 | -4037.2339 | 9900 | 0 | -4709.9302 | 0.99
2016-08-21 17:00 | 180000 | 50 | 0 | 200.4 | 150.4 | 200.4 | 560.32 | 3412.3499 | 240.519 | 723.481 | 240.519 | 3171.831 | 3412.3499 | -3171.831 | 9900 | 0 | -4037.2339 | 0.99
2016-08-21 18:00 | 180000 | 50 | 0 | 200.4 | 150.4 | 200.4 | 560.32 | 2413.2161 | 240.519 | 723.481 | 240.519 | 2172.6972 | 2413.2161 | -2172.6972 | 9900 | 0 | -3171.831 | 0.99
2016-08-21 19:00 | 180000 | 50 | 0 | 200.4 | 150.4 | 200.4 | 560.32 | 1307.3047 | 240.519 | 723.481 | 240.519 | 1066.7858 | 1307.3047 | -1066.7858 | 9900 | 0 | -2172.6972 | 0.99
2016-08-21 20:00 | 180000 | 50 | 0 | 200.4 | 150.4 | 200.4 | 560.32 | 1000 | 240.519 | 723.481 | 240.519 | 759.481 | 1000 | -759.481 | 9900 | 0 | -1066.7858 | 0.99
2016-08-21 21:00 | 180000 | 50 | 0 | 200.4 | 150.4 | 200.4 | 560.32 | 999.9892 | 240.519 | 723.481 | 240.519 | 759.4702 | 999.9892 | -759.4702 | 9900 | 0 | -759.481 | 0.99
2016-08-21 22:00 | 180000 | 50 | 0 | 200.4 | 150.4 | 200.4 | 560.32 | 1000 | 240.519 | 723.481 | 240.519 | 759.481 | 1000 | -759.481 | 9900 | 0 | -759.4702 | 0.99
2016-08-21 23:00 | 180000 | 50 | 0 | 200.4 | 150.4 | 200.4 | 560.32 | 1000 | 240.519 | 723.481 | 240.519 | 759.481 | 1000 | -759.481 | 9900 | 0 | -759.481 | 0.99
2016-08-22 | 180000 | 50 | 0 | 200.4 | 150.4 | 200.4 | 560.32 | 1000 | 240.519 | 723.481 | 240.519 | 759.481 | 1000 | -759.481 | 9900 | 0 | -759.481 | 0.99
2016-08-22 01:00 | 180000 | 50 | 0 | 200.4 | 150.4 | 200.4 | 560.32 | 1000 | 240.519 | 723.481 | 240.519 | 759.481 | 1000 | -759.481 | 9900 | 0 | -759.481 | 0.99
2016-08-22 02:00 | 180000 | 50 | 0 | 200.4 | 150.4 | 200.4 | 560.32 | 1000 | 240.519 | 723.481 | 240.519 | 759.481 | 1000 | -759.481 | 9900 | 0 | -759.481 | 0.99
2016-08-22 03:00 | 180000 | 50 | 0 | 200.4 | 150.4 | 200.4 | 560.32 | 1000 | 240.519 | 723.481 | 240.519 | 759.481 | 1000 | -759.481 | 9900 | 0 | -759.481 | 0.99
2016-08-22 04:00 | 180000 | 50 | 0 | 200.4 | 150.4 | 200.4 | 560.32 | 1000 | 240.519 | 723.481 | 240.519 | 759.481 | 1000 | -759.481 | 9900 | 0 | -759.481 | 0.99
2016-08-22 05:00 | 180000 | 50 | 0 | 200.4 | 150.4 | 200.4 | 560.32 | 1000 | 240.519 | 723.481 | 240.519 | 759.481 | 1000 | -759.481 | 9900 | 0 | -759.481 | 0.99
2016-08-22 06:00 | 180000 | 50 | 0 | 200.4 | 150.4 | 200.4 | 560.32 | 1000 | 240.519 | 723.481 | 240.519 | 759.481 | 1000 | -759.481 | 9900 | 0 | -759.481 | 0.99
2016-08-22 07:00 | 180000 | 50 | 0 | 200.4 | 150.4 | 200.4 | 560.32 | 1543.6621 | 240.519 | 723.481 | 240.519 | 1303.1432 | 1543.6621 | -1303.1432 | 9900 | 0 | -759.481 | 0.99
2016-08-22 08:00 | 180000 | 50 | 0 | 200.4 | 150.4 | 200.4 | 560.32 | 2602.5973 | 240.519 | 723.481 | 240.519 | 2362.0783 | 2602.5973 | -2362.0783 | 9900 | 0 | -1303.1432 | 0.99
2016-08-22 09:00 | 180000 | 50 | 0 | 200.4 | 150.4 | 200.4 | 560.32 | 2857.2291 | 240.519 | 723.481 | 240.519 | 2616.7101 | 2857.2291 | -2616.7101 | 9900 | 0 | -2362.0783 | 0.99
2016-08-22 10:00 | 180000 | 50 | 0 | 200.4 | 150.4 | 200.4 | 560.32 | 4415.4527 | 240.519 | 723.481 | 240.519 | 4174.9337 | 4415.4527 | -4174.9337 | 9900 | 0 | -2616.7101 | 0.99
2016-08-22 11:00 | 180000 | 50 | 0 | 200.4 | 150.4 | 200.4 | 560.32 | 5045.8299 | 240.519 | 723.481 | 240.519 | 4805.3109 | 5045.8299 | -4805.3109 | 9900 | 0 | -4174.9337 | 0.99
2016-08-22 12:00 | 180000 | 50 | 0 | 200.4 | 150.4 | 200.4 | 560.32 | 5430.284 | 240.519 | 723.481 | 240.519 | 5189.765 | 5430.284 | -5189.765 | 9900 | 0 | -4805.3109 | 0.99
2016-08-22 13:00 | 180000 | 50 | 0 | 200.4 | 150.4 | 200.4 | 560.32 | 5542.615 | 240.519 | 723.481 | 240.519 | 5302.096 | 5542.615 | -5302.096 | 9900 | 0 | -5189.765 | 0.99
2016-08-22 14:00 | 180000 | 50 | 0 | 200.4 | 150.4 | 200.4 | 560.32 | 5375.1679 | 240.519 | 723.481 | 240.519 | 5134.6489 | 5375.1679 | -5134.6489 | 9900 | 0 | -5302.096 | 0.99
2016-08-22 15:00 | 180000 | 50 | 0 | 200.4 | 150.4 | 200.4 | 560.32 | 4939.3538 | 240.519 | 723.481 | 240.519 | 4698.8348 | 4939.3538 | -4698.8348 | 9900 | 0 | -5134.6489 | 0.99
2016-08-22 16:00 | 180000 | 50 | 0 | 200.4 | 150.4 | 200.4 | 560.32 | 4264.8727 | 240.519 | 723.481 | 240.519 | 4024.3538 | 4264.8727 | -4024.3538 | 9900 | 0 | -4698.8348 | 0.99
2016-08-22 17:00 | 180000 | 50 | 0 | 200.4 | 150.4 | 200.4 | 560.32 | 3397.6895 | 240.519 | 723.481 | 240.519 | 3157.1706 | 3397.6895 | -3157.1706 | 9900 | 0 | -4024.3538 | 0.99
2016-08-22 18:00 | 180000 | 50 | 0 | 200.4 | 150.4 | 200.4 | 560.32 | 2396.9012 | 240.519 | 723.481 | 240.519 | 2156.3823 | 2396.9012 | -2156.3823 | 9900 | 0 | -3157.1706 | 0.99
2016-08-22 19:00 | 180000 | 50 | 0 | 200.4 | 150.4 | 200.4 | 560.32 | 1330.71 | 240.519 | 723.481 | 240.519 | 1090.191 | 1330.71 | -1090.191 | 9900 | 0 | -2156.3823 | 0.99
2016-08-22 20:00 | 180000 | 50 | 0 | 200.4 | 150.4 | 200.4 | 560.32 | 1000 | 240.519 | 723.481 | 240.519 | 759.481 | 1000 | -759.481 | 9900 | 0 | -1090.191 | 0.99
2016-08-22 21:00 | 180000 | 50 | 0 | 200.4 | 150.4 | 200.4 | 560.32 | 1000 | 240.519 | 723.481 | 240.519 | 759.481 | 1000 | -759.481 | 9900 | 0 | -759.481 | 0.99
2016-08-22 22:00 | 180000 | 50 | 0 | 200.4 | 150.4 | 200.4 | 560.32 | 1000 | 240.519 | 723.481 | 240.519 | 759.481 | 1000 | -759.481 | 9900 | 0 | -759.481 | 0.99
2016-08-22 23:00 | 180000 | 50 | 0 | 200.4 | 150.4 | 200.4 | 560.32 | 1000 | 240.519 | 723.481 | 240.519 | 759.481 | 1000 | -759.481 | 9900 | 0 | -759.481 | 0.99
2016-08-23 | 180000 | 50 | 0 | 200.4 | 150.4 | 200.4 | 560.32 | 1000 | 240.519 | 723.481 | 240.519 | 759.481 | 1000 | -759.481 | 9900 | 0 | -759.481 | 0.99
2016-08-23 01:00 | 180000 | 50 | 0 | 200.4 | 150.4 | 200.4 | 560.32 | 1000 | 240.519 | 723.481 | 240.519 | 759.481 | 1000 | -759.481 | 9900 | 0 | -759.481 | 0.99
2016-08-23 02:00 | 180000 | 50 | 0 | 200.4 | 150.4 | 200.4 | 560.32 | 1000 | 240.519 | 723.481 | 240.519 | 759.481 | 1000 | -759.481 | 9900 | 0 | -759.481 | 0.99
2016-08-23 03:00 | 180000 | 50 | 0 | 200.4 | 150.4 | 200.4 | 560.32 | 1000 | 240.519 | 723.481 | 240.519 | 759.481 | 1000 | -759.481 | 9900 | 0 | -759.481 | 0.99
2016-08-23 04:00 | 180000 | 50 | 0 | 200.4 | 150.4 | 200.4 | 560.32 | 1000 | 240.519 | 723.481 | 240.519 | 759.481 | 1000 | -759.481 | 9900 | 0 | -759.481 | 0.99
2016-08-23 05:00 | 180000 | 50 | 0 | 200.4 | 150.4 | 200.4 | 560.32 | 1000 | 240.519 | 723.481 | 240.519 | 759.481 | 1000 | -759.481 | 9900 | 0 | -759.481 | 0.99
2016-08-23 06:00 | 180000 | 50 | 0 | 200.4 | 150.4 | 200.4 | 560.32 | 1000 | 240.519 | 723.481 | 240.519 | 759.481 | 1000 | -759.481 | 9900 | 0 | -759.481 | 0.99
2016-08-23 07:00 | 180000 | 50 | 0 | 200.4 | 150.4 | 200.4 | 560.32 | 1535.7924 | 240.519 | 723.481 | 240.519 | 1295.2734 | 1535.7924 | -1295.2734 | 9900 | 0 | -759.481 | 0.99
2016-08-23 08:00 | 180000 | 50 | 0 | 200.4 | 150.4 | 200.4 | 560.32 | 2595.7743 | 240.519 | 723.481 | 240.519 | 2355.2553 | 2595.7743 | -2355.2553 | 9900 | 0 | -1295.2734 | 0.99
2016-08-23 09:00 | 180000 | 50 | 0 | 200.4 | 150.4 | 200.4 | 560.32 | 3575.9183 | 240.519 | 723.481 | 240.519 | 3335.3993 | 3575.9183 | -3335.3993 | 9900 | 0 | -2355.2553 | 0.99
2016-08-23 10:00 | 180000 | 50 | 0 | 200.4 | 150.4 | 200.4 | 560.32 | 4409.4292 | 240.519 | 723.481 | 240.519 | 4168.9103 | 4409.4292 | -4168.9103 | 9900 | 0 | -3335.3993 | 0.99
2016-08-23 11:00 | 180000 | 50 | 0 | 200.4 | 150.4 | 200.4 | 560.32 | 5039.5047 | 240.519 | 723.481 | 240.519 | 4798.9858 | 5039.5047 | -4798.9858 | 9900 | 0 | -4168.9103 | 0.99
2016-08-23 12:00 | 180000 | 50 | 0 | 200.4 | 150.4 | 200.4 | 560.32 | 5423.2062 | 240.519 | 723.481 | 240.519 | 5182.6872 | 5423.2062 | -5182.6872 | 9900 | 0 | -4798.9858 | 0.99
2016-08-23 13:00 | 180000 | 50 | 0 | 200.4 | 150.4 | 200.4 | 560.32 | 5534.3849 | 240.519 | 723.481 | 240.519 | 5293.866 | 5534.3849 | -5293.866 | 9900 | 0 | -5182.6872 | 0.99
2016-08-23 14:00 | 180000 | 50 | 0 | 200.4 | 150.4 | 200.4 | 560.32 | 5365.4644 | 240.519 | 723.481 | 240.519 | 5124.9454 | 5365.4644 | -5124.9454 | 9900 | 0 | -5293.866 | 0.99
2016-08-23 15:00 | 180000 | 50 | 0 | 200.4 | 150.4 | 200.4 | 560.32 | 4927.9562 | 240.519 | 723.481 | 240.519 | 4687.4372 | 4927.9562 | -4687.4372 | 9900 | 0 | -5124.9454 | 0.99
2016-08-23 16:00 | 180000 | 50 | 0 | 200.4 | 150.4 | 200.4 | 560.32 | 4251.6758 | 240.519 | 723.481 | 240.519 | 4011.1568 | 4251.6758 | -4011.1568 | 9900 | 0 | -4687.4372 | 0.99
2016-08-23 17:00 | 180000 | 50 | 0 | 200.4 | 150.4 | 200.4 | 560.32 | 3375.1997 | 240.519 | 723.481 | 240.519 | 3134.6808 | 3375.1997 | -3134.6808 | 9900 | 0 | -4011.1568 | 0.99
2016-08-23 18:00 | 180000 | 50 | 0 | 200.4 | 150.4 | 200.4 | 560.32 | 2378.3642 | 240.519 | 723.481 | 240.519 | 2137.8452 | 2378.3642 | -2137.8452 | 9900 | 0 | -3134.6808 | 0.99
2016-08-23 19:00 | 180000 | 50 | 0 | 200.4 | 150.4 | 200.4 | 560.32 | 1312.6953 | 240.519 | 723.481 | 240.519 | 1072.1764 | 1312.6953 | -1072.1764 | 9900 | 0 | -2137.8452 | 0.99
2016-08-23 20:00 | 180000 | 50 | 0 | 200.4 | 150.4 | 200.4 | 560.32 | 997.7439 | 240.519 | 723.481 | 240.519 | 757.2249 | 997.7439 | -757.2249 | 9900 | 0 | -1072.1764 | 0.99
2016-08-23 21:00 | 180000 | 50 | 0 | 200.4 | 150.4 | 200.4 | 560.32 | 997.3384 | 240.519 | 723.481 | 240.519 | 756.8194 | 997.3384 | -756.8194 | 9900 | 0 | -757.2249 | 0.99
2016-08-23 22:00 | 180000 | 50 | 0 | 200.4 | 150.4 | 200.4 | 560.32 | 1000 | 240.519 | 723.481 | 240.519 | 759.481 | 1000 | -759.481 | 9900 | 0 | -756.8194 | 0.99
2016-08-23 23:00 | 180000 | 50 | 0 | 200.4 | 150.4 | 200.4 | 560.32 | 1000 | 240.519 | 723.481 | 240.519 | 759.481 | 1000 | -759.481 | 9900 | 0 | -759.481 | 0.99
2016-08-24 | 180000 | 50 | 0 | 200.4 | 150.4 | 200.4 | 560.32 | 1000 | 240.519 | 723.481 | 240.519 | 759.481 | 1000 | -759.481 | 9900 | 0 | -759.481 | 0.99
2016-08-24 01:00 | 180000 | 50 | 0 | 200.4 | 150.4 | 200.4 | 560.32 | 1000 | 240.519 | 723.481 | 240.519 | 759.481 | 1000 | -759.481 | 9900 | 0 | -759.481 | 0.99
2016-08-24 02:00 | 180000 | 50 | 0 | 200.4 | 150.4 | 200.4 | 560.32 | 997.2792 | 240.519 | 723.481 | 240.519 | 756.7603 | 997.2792 | -756.7603 | 9900 | 0 | -759.481 | 0.99
2016-08-24 03:00 | 180000 | 50 | -50 | 0 | 150.4 | 0 | 0 | 160.6667 | -723.481 | 723.481 | -723.481 | 884.1477 | 913.171 | -1636.6521 | 9900 | 0 | -756.7603 | 0.99
2016-08-24 04:00 | 179950 | 50 | -16.6 | 33.4 | 0 | 33.4 | 93.3867 | 160.6667 | 160.6667 | 0 | 160.6667 | 0 | 416.644 | -255.9774 | 9900 | 0 | -1636.6521 | 0.99
2016-08-24 05:00 | 179933.4 | 50 | -50 | 0 | 0 | 0 | 0 | 160.6667 | 0 | 0 | 0 | 160.6667 | 649.8112 | -649.8112 | 9900 | 0 | -255.9774 | 0.99
2016-08-24 06:00 | 179883.4 | 50 | -50 | 0 | 0 | 0 | 0 | 160.6667 | 0 | 0 | 0 | 160.6667 | 690.7497 | -690.7497 | 9900 | 0 | -649.8112 | 0.99
2016-08-24 07:00 | 179833.4 | 50 | 150.4 | 200.4 | 0 | 200.4 | 560.32 | 1277.8366 | 964 | 0 | 964 | 313.8366 | 1277.8366 | -313.8366 | 9900 | 0 | -690.7497 | 0.99
2016-08-24 08:00 | 179983.8 | 50 | 16.2 | 200.4 | 0 | 200.4 | 560.32 | 2311.4085 | 964 | 0 | 964 | 1347.4085 | 2311.4085 | -1347.4085 | 9900 | 0 | -313.8366 | 0.99
2016-08-24 09:00 | 180000 | 50 | 0 | 200.4 | 134.2 | 200.4 | 560.32 | 3306.0285 | 318.4471 | 645.5529 | 318.4471 | 2987.5814 | 3306.0285 | -2987.5814 | 9900 | 0 | -1347.4085 | 0.99
2016-08-24 10:00 | 180000 | 50 | 0 | 200.4 | 150.4 | 200.4 | 560.32 | 3839.1671 | 240.519 | 723.481 | 240.519 | 3598.6482 | 3839.1671 | -3598.6482 | 9900 | 0 | -2987.5814 | 0.99
2016-08-24 11:00 | 180000 | 50 | 0 | 200.4 | 150.4 | 200.4 | 560.32 | 3597.3899 | 240.519 | 723.481 | 240.519 | 3356.8709 | 3597.3899 | -3356.8709 | 9900 | 0 | -3598.6482 | 0.99
2016-08-24 12:00 | 180000 | 50 | 0 | 200.4 | 150.4 | 200.4 | 560.32 | 5190.6887 | 240.519 | 723.481 | 240.519 | 4950.1697 | 5190.6887 | -4950.1697 | 9900 | 0 | -3356.8709 | 0.99
2016-08-24 13:00 | 180000 | 50 | 0 | 200.4 | 150.4 | 200.4 | 560.32 | 3737.8352 | 240.519 | 723.481 | 240.519 | 3497.3162 | 3737.8352 | -3497.3162 | 9900 | 0 | -4950.1697 | 0.99
2016-08-24 14:00 | 180000 | 50 | 0 | 200.4 | 150.4 | 200.4 | 560.32 | 5011.6769 | 240.519 | 723.481 | 240.519 | 4771.158 | 5011.6769 | -4771.158 | 9900 | 0 | -3497.3162 | 0.99
2016-08-24 15:00 | 180000 | 50 | 0 | 200.4 | 150.4 | 200.4 | 560.32 | 4496.7991 | 240.519 | 723.481 | 240.519 | 4256.2802 | 4496.7991 | -4256.2802 | 9900 | 0 | -4771.158 | 0.99
2016-08-24 16:00 | 180000 | 50 | 0 | 200.4 | 150.4 | 200.4 | 560.32 | 3649.913 | 240.519 | 723.481 | 240.519 | 3409.394 | 3649.913 | -3409.394 | 9900 | 0 | -4256.2802 | 0.99
2016-08-24 17:00 | 180000 | 50 | 0 | 200.4 | 150.4 | 200.4 | 560.32 | 2390.5304 | 240.519 | 723.481 | 240.519 | 2150.0114 | 2390.5304 | -2150.0114 | 9900 | 0 | -3409.394 | 0.99
2016-08-24 18:00 | 180000 | 50 | 0 | 200.4 | 150.4 | 200.4 | 560.32 | 1366.4127 | 240.519 | 723.481 | 240.519 | 1125.8938 | 1366.4127 | -1125.8938 | 9900 | 0 | -2150.0114 | 0.99
2016-08-24 19:00 | 180000 | 50 | -16.6 | 33.4 | 150.4 | 33.4 | 93.3867 | 160.6667 | -562.8144 | 723.481 | -562.8144 | 723.481 | 296.828 | -859.6423 | 9900 | 0 | -1125.8938 | 0.99
2016-08-24 20:00 | 179983.4 | 50 | -16.6 | 33.4 | 0 | 33.4 | 93.3867 | 160.6667 | 160.6667 | 0 | 160.6667 | 0 | 8.8258 | 151.8408 | 9900 | 0 | -859.6423 | 0.99
2016-08-24 21:00 | 179966.8 | 50 | -16.6 | 33.4 | 0 | 33.4 | 93.3867 | 160.6667 | 160.6667 | 0 | 160.6667 | 0 | 0.038816 | 160.6279 | 9763.3432 | 151.8408 | 0 | 0.97633
2016-08-24 22:00 | 179950.2 | 50 | -16.6 | 33.4 | 0 | 33.4 | 93.3867 | 160.6667 | 160.6667 | 0 | 160.6667 | 0 | 3.9077 | 156.759 | 9618.7782 | 160.6279 | 0 | 0.96188
2016-08-24 23:00 | 179933.6 | 50 | -16.6 | 33.4 | 0 | 33.4 | 93.3867 | 160.6667 | 160.6667 | 0 | 160.6667 | 0 | 4.5576 | 156.1091 | 9477.6951 | 156.759 | 0 | 0.94777
2016-08-25 | 179917 | 50 | -16.6 | 33.4 | 0 | 33.4 | 93.3867 | 160.6667 | 160.6667 | 0 | 160.6667 | 0 | 4.6476 | 156.019 | 9337.1969 | 156.1091 | 0 | 0.93372
2016-08-25 01:00 | 179900.4 | 50 | -16.6 | 33.4 | 0 | 33.4 | 93.3867 | 160.6667 | 160.6667 | 0 | 160.6667 | 0 | 0.35527 | 160.3114 | 9196.7797 | 156.019 | 0 | 0.91968
2016-08-25 02:00 | 179883.8 | 50 | -16.6 | 33.4 | 0 | 33.4 | 93.3867 | 160.6667 | 160.6667 | 0 | 160.6667 | 0 | 15.1509 | 145.5157 | 9052.4995 | 160.3114 | 0 | 0.90525
2016-08-25 03:00 | 179867.2 | 50 | -16.6 | 33.4 | 0 | 33.4 | 93.3867 | 160.6667 | 160.6667 | 0 | 160.6667 | 0 | 6.198 | 154.4687 | 8921.5353 | 145.5157 | 0 | 0.89215
2016-08-25 04:00 | 179850.6 | 50 | -16.6 | 33.4 | 0 | 33.4 | 93.3867 | 160.6667 | 160.6667 | 0 | 160.6667 | 0 | 15.9488 | 144.7179 | 8782.5135 | 154.4687 | 0 | 0.87825
2016-08-25 05:00 | 179834 | 50 | -16.6 | 33.4 | 0 | 33.4 | 93.3867 | 160.6667 | 160.6667 | 0 | 160.6667 | 0 | 6.774 | 153.8926 | 8652.2674 | 144.7179 | 0 | 0.86523
2016-08-25 06:00 | 179817.4 | 50 | -16.6 | 33.4 | 0 | 33.4 | 93.3867 | 160.6667 | 160.6667 | 0 | 160.6667 | 0 | 0.094805 | 160.5719 | 8513.764 | 153.8926 | 0 | 0.85138
2016-08-25 07:00 | 179800.8 | 50 | -50 | 0 | 0 | 0 | 0 | 160.6667 | 0 | 0 | 0 | 160.6667 | 520.1993 | -520.1993 | 8369.2493 | 160.5719 | 0 | 0.83692
2016-08-25 08:00 | 179750.8 | 50 | 150.4 | 200.4 | 0 | 200.4 | 560.32 | 1584.9283 | 964 | 0 | 964 | 620.9283 | 1584.9283 | -620.9283 | 8837.4287 | -520.1993 | 0 | 0.88374
2016-08-25 09:00 | 179901.2 | 50 | 98.8 | 200.4 | 0 | 200.4 | 560.32 | 2563.5258 | 964 | 0 | 964 | 1599.5258 | 2563.5258 | -1599.5258 | 9396.2641 | -620.9283 | 0 | 0.93963
2016-08-25 10:00 | 180000 | 50 | 0 | 200.4 | 51.6 | 200.4 | 560.32 | 3397.4272 | 715.7844 | 248.2156 | 715.7844 | 2681.6427 | 3397.4272 | -2681.6427 | 9900 | -559.7065 | -2159.2323 | 0.99
2016-08-25 11:00 | 180000 | 50 | 0 | 200.4 | 150.4 | 200.4 | 560.32 | 4029.5539 | 240.519 | 723.481 | 240.519 | 3789.035 | 4029.5539 | -3789.035 | 9900 | 0 | -2681.6427 | 0.99
2016-08-25 12:00 | 180000 | 50 | 0 | 200.4 | 150.4 | 200.4 | 560.32 | 4766.043 | 240.519 | 723.481 | 240.519 | 4525.524 | 4766.043 | -4525.524 | 9900 | 0 | -3789.035 | 0.99
2016-08-25 13:00 | 180000 | 50 | 0 | 200.4 | 150.4 | 200.4 | 560.32 | 3275.9617 | 240.519 | 723.481 | 240.519 | 3035.4427 | 3275.9617 | -3035.4427 | 9900 | 0 | -4525.524 | 0.99
2016-08-25 14:00 | 180000 | 50 | 0 | 200.4 | 150.4 | 200.4 | 560.32 | 5200.6083 | 240.519 | 723.481 | 240.519 | 4960.0893 | 5200.6083 | -4960.0893 | 9900 | 0 | -3035.4427 | 0.99
2016-08-25 15:00 | 180000 | 50 | 0 | 200.4 | 150.4 | 200.4 | 560.32 | 4738.9896 | 240.519 | 723.481 | 240.519 | 4498.4706 | 4738.9896 | -4498.4706 | 9900 | 0 | -4960.0893 | 0.99
2016-08-25 16:00 | 180000 | 50 | 0 | 200.4 | 150.4 | 200.4 | 560.32 | 3504.1854 | 240.519 | 723.481 | 240.519 | 3263.6664 | 3504.1854 | -3263.6664 | 9900 | 0 | -4498.4706 | 0.99
2016-08-25 17:00 | 180000 | 50 | 0 | 200.4 | 150.4 | 200.4 | 560.32 | 2389.7506 | 240.519 | 723.481 | 240.519 | 2149.2317 | 2389.7506 | -2149.2317 | 9900 | 0 | -3263.6664 | 0.99
2016-08-25 18:00 | 180000 | 50 | 0 | 200.4 | 150.4 | 200.4 | 560.32 | 1650.125 | 240.519 | 723.481 | 240.519 | 1409.6061 | 1650.125 | -1409.6061 | 9900 | 0 | -2149.2317 | 0.99
2016-08-25 19:00 | 180000 | 50 | -16.6 | 33.4 | 150.4 | 33.4 | 93.3867 | 160.6667 | -562.8144 | 723.481 | -562.8144 | 723.481 | 317.4857 | -880.3001 | 9900 | 0 | -1409.6061 | 0.99
2016-08-25 20:00 | 179983.4 | 50 | -16.6 | 33.4 | 0 | 33.4 | 93.3867 | 160.6667 | 160.6667 | 0 | 160.6667 | 0 | 6.2338 | 154.4329 | 9900 | 0 | -880.3001 | 0.99
2016-08-25 21:00 | 179966.8 | 50 | -16.6 | 33.4 | 0 | 33.4 | 93.3867 | 160.6667 | 160.6667 | 0 | 160.6667 | 0 | 118.8225 | 41.8442 | 9761.0104 | 154.4329 | 0 | 0.9761
2016-08-25 22:00 | 179950.2 | 50 | -50 | 0 | 0 | 0 | 0 | 160.6667 | 0 | 0 | 0 | 160.6667 | 820.6991 | -820.6991 | 9723.3506 | 41.8442 | 0 | 0.97234
2016-08-25 23:00 | 179900.2 | 50 | -50 | 0 | 0 | 0 | 0 | 160.6667 | 0 | 0 | 0 | 160.6667 | 838.1991 | -838.1991 | 9900 | -196.2771 | -1016.9762 | 0.99
2016-08-26 | 179850.2 | 50 | -50 | 0 | 0 | 0 | 0 | 160.6667 | 0 | 0 | 0 | 160.6667 | 495.6447 | -495.6447 | 9900 | 0 | -838.1991 | 0.99
2016-08-26 01:00 | 179800.2 | 50 | -16.6 | 33.4 | 0 | 33.4 | 93.3867 | 160.6667 | 160.6667 | 0 | 160.6667 | 2.8422e-14 | 493.2326 | -332.5659 | 9900 | 0 | -495.6447 | 0.99
2016-08-26 02:00 | 179783.6 | 50 | -16.6 | 33.4 | 0 | 33.4 | 93.3867 | 160.6667 | 160.6667 | 0 | 160.6667 | 0 | 7.4055 | 153.2612 | 9900 | 0 | -332.5659 | 0.99
2016-08-26 03:00 | 179767 | 50 | -16.6 | 33.4 | 0 | 33.4 | 93.3867 | 160.6667 | 160.6667 | 0 | 160.6667 | 0 | 0.65541 | 160.0113 | 9762.0649 | 153.2612 | 0 | 0.97621
2016-08-26 04:00 | 179750.4 | 50 | -16.6 | 33.4 | 0 | 33.4 | 93.3867 | 160.6667 | 160.6667 | 0 | 160.6667 | 0 | 42.6737 | 117.9929 | 9618.0548 | 160.0113 | 0 | 0.96181
2016-08-26 05:00 | 179733.8 | 50 | -16.6 | 33.4 | 0 | 33.4 | 93.3867 | 160.6667 | 160.6667 | 0 | 160.6667 | 0 | 69.7841 | 90.8825 | 9511.8612 | 117.9929 | 0 | 0.95119
2016-08-26 06:00 | 179717.2 | 50 | -16.6 | 33.4 | 0 | 33.4 | 93.3867 | 160.6667 | 160.6667 | 0 | 160.6667 | 0 | 9.7635 | 150.9032 | 9430.0669 | 90.8825 | 0 | 0.94301
2016-08-26 07:00 | 179700.6 | 50 | -50 | 0 | 0 | 0 | 0 | 160.6667 | 0 | 0 | 0 | 160.6667 | 525.1697 | -525.1697 | 9294.254 | 150.9032 | 0 | 0.92943
2016-08-26 08:00 | 179650.6 | 50 | 150.4 | 200.4 | 0 | 200.4 | 560.32 | 1599.8619 | 964 | 0 | 964 | 635.8619 | 1599.8619 | -635.8619 | 9766.9068 | -525.1697 | 0 | 0.97669
2016-08-26 09:00 | 179801 | 50 | 150.4 | 200.4 | 0 | 200.4 | 560.32 | 2563.8413 | 964 | 0 | 964 | 1599.8413 | 2563.8413 | -1599.8413 | 9900 | -147.8813 | -783.7433 | 0.99
2016-08-26 10:00 | 179951.4 | 50 | 48.6 | 200.4 | 0 | 200.4 | 560.32 | 3573.2643 | 964 | 0 | 964 | 2609.2643 | 3573.2643 | -2609.2643 | 9900 | 0 | -1599.8413 | 0.99
2016-08-26 11:00 | 180000 | 50 | 0 | 200.4 | 101.8 | 200.4 | 560.32 | 4621.9762 | 474.3034 | 489.6966 | 474.3034 | 4147.6728 | 4621.9762 | -4147.6728 | 9900 | 0 | -2609.2643 | 0.99
2016-08-26 12:00 | 180000 | 50 | 0 | 200.4 | 150.4 | 200.4 | 560.32 | 5312.7203 | 240.519 | 723.481 | 240.519 | 5072.2013 | 5312.7203 | -5072.2013 | 9900 | 0 | -4147.6728 | 0.99
2016-08-26 13:00 | 180000 | 50 | 0 | 200.4 | 150.4 | 200.4 | 560.32 | 5364.9968 | 240.519 | 723.481 | 240.519 | 5124.4779 | 5364.9968 | -5124.4779 | 9900 | 0 | -5072.2013 | 0.99
2016-08-26 14:00 | 180000 | 50 | 0 | 200.4 | 150.4 | 200.4 | 560.32 | 4708.3461 | 240.519 | 723.481 | 240.519 | 4467.8271 | 4708.3461 | -4467.8271 | 9900 | 0 | -5124.4779 | 0.99
2016-08-26 15:00 | 180000 | 50 | 0 | 200.4 | 150.4 | 200.4 | 560.32 | 3932.3131 | 240.519 | 723.481 | 240.519 | 3691.7942 | 3932.3131 | -3691.7942 | 9900 | 0 | -4467.8271 | 0.99
2016-08-26 16:00 | 180000 | 50 | 0 | 200.4 | 150.4 | 200.4 | 560.32 | 3235.4124 | 240.519 | 723.481 | 240.519 | 2994.8935 | 3235.4124 | -2994.8935 | 9900 | 0 | -3691.7942 | 0.99
2016-08-26 17:00 | 180000 | 50 | 0 | 200.4 | 150.4 | 200.4 | 560.32 | 3082.1278 | 240.519 | 723.481 | 240.519 | 2841.6089 | 3082.1278 | -2841.6089 | 9900 | 0 | -2994.8935 | 0.99
2016-08-26 18:00 | 180000 | 50 | 0 | 200.4 | 150.4 | 200.4 | 560.32 | 2085.3198 | 240.519 | 723.481 | 240.519 | 1844.8009 | 2085.3198 | -1844.8009 | 9900 | 0 | -2841.6089 | 0.99
2016-08-26 19:00 | 180000 | 50 | 0 | 200.4 | 150.4 | 200.4 | 560.32 | 971.4878 | 240.519 | 723.481 | 240.519 | 730.9688 | 971.4878 | -730.9688 | 9900 | 0 | -1844.8009 | 0.99
2016-08-26 20:00 | 180000 | 50 | -50 | 0 | 150.4 | 0 | 0 | 160.6667 | -723.481 | 723.481 | -723.481 | 884.1477 | 581.5746 | -1305.0556 | 9900 | 0 | -730.9688 | 0.99
2016-08-26 21:00 | 179950 | 50 | -50 | 0 | 0 | 0 | 0 | 160.6667 | 0 | 0 | 0 | 160.6667 | 870.2771 | -870.2771 | 9900 | 0 | -1305.0556 | 0.99
2016-08-26 22:00 | 179900 | 50 | -50 | 0 | 0 | 0 | 0 | 160.6667 | 0 | 0 | 0 | 160.6667 | 920.2165 | -920.2165 | 9900 | 0 | -870.2771 | 0.99
2016-08-26 23:00 | 179850 | 50 | -50 | 0 | 0 | 0 | 0 | 160.6667 | 0 | 0 | 0 | 160.6667 | 895.7835 | -895.7835 | 9900 | 0 | -920.2165 | 0.99
2016-08-27 | 179800 | 50 | 150.4 | 200.4 | 0 | 200.4 | 560.32 | 965.7771 | 964 | 0 | 964 | 1.7771 | 965.7771 | -1.7771 | 9900 | 0 | -895.7835 | 0.99
2016-08-27 01:00 | 179950.4 | 50 | 49.6 | 200.4 | 0 | 200.4 | 560.32 | 964.2641 | 964 | 0 | 964 | 0.26407 | 964.2641 | -0.26407 | 9900 | 0 | -1.7771 | 0.99
2016-08-27 02:00 | 180000 | 50 | -50 | 0 | 100.8 | 0 | 0 | 160.6667 | -484.8862 | 484.8862 | -484.8862 | 645.5529 | 951.342 | -1436.2282 | 9900 | 0 | -0.26407 | 0.99
2016-08-27 03:00 | 179950 | 50 | -50 | 0 | 0 | 0 | 0 | 160.6667 | 0 | 0 | 0 | 160.6667 | 958.474 | -958.474 | 9900 | 0 | -1436.2282 | 0.99
2016-08-27 04:00 | 179900 | 50 | -50 | 0 | 0 | 0 | 0 | 160.6667 | 0 | 0 | 0 | 160.6667 | 953.5389 | -953.5389 | 9900 | 0 | -958.474 | 0.99
2016-08-27 05:00 | 179850 | 50 | -50 | 0 | 0 | 0 | 0 | 160.6667 | 0 | 0 | 0 | 160.6667 | 931.0931 | -931.0931 | 9900 | 0 | -953.5389 | 0.99
2016-08-27 06:00 | 179800 | 50 | -50 | 0 | 0 | 0 | 0 | 160.6667 | 0 | 0 | 0 | 160.6667 | 917.0563 | -917.0563 | 9900 | 0 | -931.0931 | 0.99
2016-08-27 07:00 | 179750 | 50 | 150.4 | 200.4 | 0 | 200.4 | 560.32 | 1492.8128 | 964 | 0 | 964 | 528.8128 | 1492.8128 | -528.8128 | 9900 | 0 | -917.0563 | 0.99
2016-08-27 08:00 | 179900.4 | 50 | 99.6 | 200.4 | 0 | 200.4 | 560.32 | 2535.2918 | 964 | 0 | 964 | 1571.2918 | 2535.2918 | -1571.2918 | 9900 | 0 | -528.8128 | 0.99
2016-08-27 09:00 | 180000 | 50 | 0 | 200.4 | 50.8 | 200.4 | 560.32 | 3476.1683 | 719.6327 | 244.3673 | 719.6327 | 2756.5356 | 3476.1683 | -2756.5356 | 9900 | 0 | -1571.2918 | 0.99
2016-08-27 10:00 | 180000 | 50 | 0 | 200.4 | 150.4 | 200.4 | 560.32 | 4382.121 | 240.519 | 723.481 | 240.519 | 4141.602 | 4382.121 | -4141.602 | 9900 | 0 | -2756.5356 | 0.99
2016-08-27 11:00 | 180000 | 50 | 0 | 200.4 | 150.4 | 200.4 | 560.32 | 5012.6691 | 240.519 | 723.481 | 240.519 | 4772.1502 | 5012.6691 | -4772.1502 | 9900 | 0 | -4141.602 | 0.99
2016-08-27 12:00 | 180000 | 50 | 0 | 200.4 | 150.4 | 200.4 | 560.32 | 5392.8842 | 240.519 | 723.481 | 240.519 | 5152.3652 | 5392.8842 | -5152.3652 | 9900 | 0 | -4772.1502 | 0.99
2016-08-27 13:00 | 180000 | 50 | 0 | 200.4 | 150.4 | 200.4 | 560.32 | 5499.0327 | 240.519 | 723.481 | 240.519 | 5258.5137 | 5499.0327 | -5258.5137 | 9900 | 0 | -5152.3652 | 0.99
2016-08-27 14:00 | 180000 | 50 | 0 | 200.4 | 150.4 | 200.4 | 560.32 | 5323.8808 | 240.519 | 723.481 | 240.519 | 5083.3618 | 5323.8808 | -5083.3618 | 9900 | 0 | -5258.5137 | 0.99
2016-08-27 15:00 | 180000 | 50 | 0 | 200.4 | 150.4 | 200.4 | 560.32 | 4868.5408 | 240.519 | 723.481 | 240.519 | 4628.0218 | 4868.5408 | -4628.0218 | 9900 | 0 | -5083.3618 | 0.99
2016-08-27 16:00 | 180000 | 50 | 0 | 200.4 | 150.4 | 200.4 | 560.32 | 4194.774 | 240.519 | 723.481 | 240.519 | 3954.255 | 4194.774 | -3954.255 | 9900 | 0 | -4628.0218 | 0.99
2016-08-27 17:00 | 180000 | 50 | 0 | 200.4 | 150.4 | 200.4 | 560.32 | 3317.8432 | 240.519 | 723.481 | 240.519 | 3077.3242 | 3317.8432 | -3077.3242 | 9900 | 0 | -3954.255 | 0.99
2016-08-27 18:00 | 180000 | 50 | 0 | 200.4 | 150.4 | 200.4 | 560.32 | 2292.3836 | 240.519 | 723.481 | 240.519 | 2051.8646 | 2292.3836 | -2051.8646 | 9900 | 0 | -3077.3242 | 0.99
2016-08-27 19:00 | 180000 | 50 | 0 | 200.4 | 150.4 | 200.4 | 560.32 | 1206.4666 | 240.519 | 723.481 | 240.519 | 965.9476 | 1206.4666 | -965.9476 | 9900 | 0 | -2051.8646 | 0.99
2016-08-27 20:00 | 180000 | 50 | 0 | 200.4 | 150.4 | 200.4 | 560.32 | 979.3124 | 240.519 | 723.481 | 240.519 | 738.7935 | 979.3124 | -738.7935 | 9900 | 0 | -965.9476 | 0.99
2016-08-27 21:00 | 180000 | 50 | 0 | 200.4 | 150.4 | 200.4 | 560.32 | 996.5115 | 240.519 | 723.481 | 240.519 | 755.9926 | 996.5115 | -755.9926 | 9900 | 0 | -738.7935 | 0.99
2016-08-27 22:00 | 180000 | 50 | -50 | 0 | 150.4 | 0 | 0 | 160.6667 | -723.481 | 723.481 | -723.481 | 884.1477 | 917.9654 | -1641.4464 | 9900 | 0 | -755.9926 | 0.99
2016-08-27 23:00 | 179950 | 50 | 50 | 200.4 | 0 | 200.4 | 560.32 | 965.4235 | 964 | 0 | 964 | 1.4235 | 965.4235 | -1.4235 | 9900 | 0 | -1641.4464 | 0.99
2016-08-28 | 180000 | 50 | 0 | 200.4 | 100.4 | 200.4 | 560.32 | 972.1003 | 481.0379 | 482.9621 | 481.0379 | 491.0624 | 972.1003 | -491.0624 | 9900 | 0 | -1.4235 | 0.99
2016-08-28 01:00 | 180000 | 50 | 0 | 200.4 | 150.4 | 200.4 | 560.32 | 996.2294 | 240.519 | 723.481 | 240.519 | 755.7105 | 996.2294 | -755.7105 | 9900 | 0 | -491.0624 | 0.99
2016-08-28 02:00 | 180000 | 50 | -50 | 0 | 150.4 | 0 | 0 | 160.6667 | -723.481 | 723.481 | -723.481 | 884.1477 | 792.562 | -1516.043 | 9900 | 0 | -755.7105 | 0.99
2016-08-28 03:00 | 179950 | 50 | -50 | 0 | 0 | 0 | 0 | 160.6667 | 0 | 0 | 0 | 160.6667 | 620.0486 | -620.0486 | 9900 | 0 | -1516.043 | 0.99
2016-08-28 04:00 | 179900 | 50 | -50 | 0 | 0 | 0 | 0 | 160.6667 | 0 | 0 | 0 | 160.6667 | 749.417 | -749.417 | 9900 | 0 | -620.0486 | 0.99
2016-08-28 05:00 | 179850 | 50 | -50 | 0 | 0 | 0 | 0 | 160.6667 | 0 | 0 | 0 | 160.6667 | 796.4762 | -796.4762 | 9900 | 0 | -749.417 | 0.99
2016-08-28 06:00 | 179800 | 50 | -50 | 0 | 0 | 0 | 0 | 160.6667 | 0 | 0 | 0 | 160.6667 | 827.3679 | -827.3679 | 9900 | 0 | -796.4762 | 0.99
2016-08-28 07:00 | 179750 | 50 | 150.4 | 200.4 | 0 | 200.4 | 560.32 | 1474.7957 | 964 | 0 | 964 | 510.7957 | 1474.7957 | -510.7957 | 9900 | 0 | -827.3679 | 0.99
2016-08-28 08:00 | 179900.4 | 50 | 99.6 | 200.4 | 0 | 200.4 | 560.32 | 2556.0867 | 964 | 0 | 964 | 1592.0867 | 2556.0867 | -1592.0867 | 9900 | 0 | -510.7957 | 0.99
2016-08-28 09:00 | 180000 | 50 | 0 | 200.4 | 50.8 | 200.4 | 560.32 | 3539.942 | 719.6327 | 244.3673 | 719.6327 | 2820.3093 | 3539.942 | -2820.3093 | 9900 | 0 | -1592.0867 | 0.99
2016-08-28 10:00 | 180000 | 50 | 0 | 200.4 | 150.4 | 200.4 | 560.32 | 4373.6916 | 240.519 | 723.481 | 240.519 | 4133.1727 | 4373.6916 | -4133.1727 | 9900 | 0 | -2820.3093 | 0.99
2016-08-28 11:00 | 180000 | 50 | 0 | 200.4 | 150.4 | 200.4 | 560.32 | 5001.2999 | 240.519 | 723.481 | 240.519 | 4760.7809 | 5001.2999 | -4760.7809 | 9900 | 0 | -4133.1727 | 0.99
2016-08-28 12:00 | 180000 | 50 | 0 | 200.4 | 150.4 | 200.4 | 560.32 | 5380.7301 | 240.519 | 723.481 | 240.519 | 5140.2111 | 5380.7301 | -5140.2111 | 9900 | 0 | -4760.7809 | 0.99
2016-08-28 13:00 | 180000 | 50 | 0 | 200.4 | 150.4 | 200.4 | 560.32 | 5470.2286 | 240.519 | 723.481 | 240.519 | 5229.7097 | 5470.2286 | -5229.7097 | 9900 | 0 | -5140.2111 | 0.99
2016-08-28 14:00 | 180000 | 50 | 0 | 200.4 | 150.4 | 200.4 | 560.32 | 5288.5229 | 240.519 | 723.481 | 240.519 | 5048.0039 | 5288.5229 | -5048.0039 | 9900 | 0 | -5229.7097 | 0.99
2016-08-28 15:00 | 180000 | 50 | 0 | 200.4 | 150.4 | 200.4 | 560.32 | 4833.7311 | 240.519 | 723.481 | 240.519 | 4593.2122 | 4833.7311 | -4593.2122 | 9900 | 0 | -5048.0039 | 0.99
2016-08-28 16:00 | 180000 | 50 | 0 | 200.4 | 150.4 | 200.4 | 560.32 | 4117.98 | 240.519 | 723.481 | 240.519 | 3877.461 | 4117.98 | -3877.461 | 9900 | 0 | -4593.2122 | 0.99
2016-08-28 17:00 | 180000 | 50 | 0 | 200.4 | 150.4 | 200.4 | 560.32 | 3118.0466 | 240.519 | 723.481 | 240.519 | 2877.5277 | 3118.0466 | -2877.5277 | 9900 | 0 | -3877.461 | 0.99
2016-08-28 18:00 | 180000 | 50 | 0 | 200.4 | 150.4 | 200.4 | 560.32 | 2051.8265 | 240.519 | 723.481 | 240.519 | 1811.3075 | 2051.8265 | -1811.3075 | 9900 | 0 | -2877.5277 | 0.99
2016-08-28 19:00 | 180000 | 50 | 0 | 200.4 | 150.4 | 200.4 | 560.32 | 1100.827 | 240.519 | 723.481 | 240.519 | 860.308 | 1100.827 | -860.308 | 9900 | 0 | -1811.3075 | 0.99
2016-08-28 20:00 | 180000 | 50 | -50 | 0 | 150.4 | 0 | 0 | 160.6667 | -723.481 | 723.481 | -723.481 | 884.1477 | 958.9069 | -1682.388 | 9900 | 0 | -860.308 | 0.99
2016-08-28 21:00 | 179950 | 50 | 50 | 200.4 | 0 | 200.4 | 560.32 | 986.4892 | 964 | 0 | 964 | 22.4892 | 986.4892 | -22.4892 | 9900 | 0 | -1682.388 | 0.99
2016-08-28 22:00 | 180000 | 50 | -50 | 0 | 100.4 | 0 | 0 | 160.6667 | -482.9621 | 482.9621 | -482.9621 | 643.6287 | 902.7489 | -1385.711 | 9900 | 0 | -22.4892 | 0.99
2016-08-28 23:00 | 179950 | 50 | -50 | 0 | 0 | 0 | 0 | 160.6667 | 0 | 0 | 0 | 160.6667 | 875.7186 | -875.7186 | 9900 | 0 | -1385.711 | 0.99
2016-08-29 | 179900 | 50 | -50 | 0 | 0 | 0 | 0 | 160.6667 | 0 | 0 | 0 | 160.6667 | 915.0433 | -915.0433 | 9900 | 0 | -875.7186 | 0.99
2016-08-29 01:00 | 179850 | 50 | -50 | 0 | 0 | 0 | 0 | 160.6667 | 0 | 0 | 0 | 160.6667 | 902.0454 | -902.0454 | 9900 | 0 | -915.0433 | 0.99
2016-08-29 02:00 | 179800 | 50 | -50 | 0 | 0 | 0 | 0 | 160.6667 | 0 | 0 | 0 | 160.6667 | 933.9719 | -933.9719 | 9900 | 0 | -902.0454 | 0.99
2016-08-29 03:00 | 179750 | 50 | -50 | 0 | 0 | 0 | 0 | 160.6667 | 0 | 0 | 0 | 160.6667 | 948.5714 | -948.5714 | 9900 | 0 | -933.9719 | 0.99
2016-08-29 04:00 | 179700 | 50 | -50 | 0 | 0 | 0 | 0 | 160.6667 | 0 | 0 | 0 | 160.6667 | 893.5758 | -893.5758 | 9900 | 0 | -948.5714 | 0.99
2016-08-29 05:00 | 179650 | 50 | -50 | 0 | 0 | 0 | 0 | 160.6667 | 0 | 0 | 0 | 160.6667 | 854.1731 | -854.1731 | 9900 | 0 | -893.5758 | 0.99
2016-08-29 06:00 | 179600 | 50 | -50 | 0 | 0 | 0 | 0 | 160.6667 | 0 | 0 | 0 | 160.6667 | 833.1731 | -833.1731 | 9900 | 0 | -854.1731 | 0.99
2016-08-29 07:00 | 179550 | 50 | 150.4 | 200.4 | 0 | 200.4 | 560.32 | 1401.731 | 964 | 0 | 964 | 437.731 | 1401.731 | -437.731 | 9900 | 0 | -833.1731 | 0.99
2016-08-29 08:00 | 179700.4 | 50 | 150.4 | 200.4 | 0 | 200.4 | 560.32 | 2480.4322 | 964 | 0 | 964 | 1516.4322 | 2480.4322 | -1516.4322 | 9900 | 0 | -437.731 | 0.99
2016-08-29 09:00 | 179850.8 | 50 | 149.2 | 200.4 | 0 | 200.4 | 560.32 | 3424.6725 | 964 | 0 | 964 | 2460.6725 | 3424.6725 | -2460.6725 | 9900 | 0 | -1516.4322 | 0.99
2016-08-29 10:00 | 180000 | 50 | 0 | 200.4 | 1.2 | 200.4 | 560.32 | 4160.9567 | 958.2275 | 5.7725 | 958.2275 | 3202.7291 | 4160.9567 | -3202.7291 | 9900 | 0 | -2460.6725 | 0.99
2016-08-29 11:00 | 180000 | 50 | 0 | 200.4 | 150.4 | 200.4 | 560.32 | 4653.0419 | 240.519 | 723.481 | 240.519 | 4412.523 | 4653.0419 | -4412.523 | 9900 | 0 | -3202.7291 | 0.99
2016-08-29 12:00 | 180000 | 50 | 0 | 200.4 | 150.4 | 200.4 | 560.32 | 4969.4103 | 240.519 | 723.481 | 240.519 | 4728.8913 | 4969.4103 | -4728.8913 | 9900 | 0 | -4412.523 | 0.99
2016-08-29 13:00 | 180000 | 50 | 0 | 200.4 | 150.4 | 200.4 | 560.32 | 5381.5726 | 240.519 | 723.481 | 240.519 | 5141.0536 | 5381.5726 | -5141.0536 | 9900 | 0 | -4728.8913 | 0.99
2016-08-29 14:00 | 180000 | 50 | 0 | 200.4 | 150.4 | 200.4 | 560.32 | 4842.8304 | 240.519 | 723.481 | 240.519 | 4602.3114 | 4842.8304 | -4602.3114 | 9900 | 0 | -5141.0536 | 0.99
2016-08-29 15:00 | 180000 | 50 | 0 | 200.4 | 150.4 | 200.4 | 560.32 | 4522.8819 | 240.519 | 723.481 | 240.519 | 4282.363 | 4522.8819 | -4282.363 | 9900 | 0 | -4602.3114 | 0.99
2016-08-29 16:00 | 180000 | 50 | 0 | 200.4 | 150.4 | 200.4 | 560.32 | 4065.7693 | 240.519 | 723.481 | 240.519 | 3825.2503 | 4065.7693 | -3825.2503 | 9900 | 0 | -4282.363 | 0.99
2016-08-29 17:00 | 180000 | 50 | 0 | 200.4 | 150.4 | 200.4 | 560.32 | 3185.2206 | 240.519 | 723.481 | 240.519 | 2944.7016 | 3185.2206 | -2944.7016 | 9900 | 0 | -3825.2503 | 0.99
2016-08-29 18:00 | 180000 | 50 | 0 | 200.4 | 150.4 | 200.4 | 560.32 | 2115.0331 | 240.519 | 723.481 | 240.519 | 1874.5141 | 2115.0331 | -1874.5141 | 9900 | 0 | -2944.7016 | 0.99
2016-08-29 19:00 | 180000 | 50 | -50 | 0 | 150.4 | 0 | 0 | 160.6667 | -723.481 | 723.481 | -723.481 | 884.1477 | 879.0843 | -1602.5653 | 9900 | 0 | -1874.5141 | 0.99
2016-08-29 20:00 | 179950 | 50 | -50 | 0 | 0 | 0 | 0 | 160.6667 | 0 | 0 | 0 | 160.6667 | 831.6407 | -831.6407 | 9900 | 0 | -1602.5653 | 0.99
2016-08-29 21:00 | 179900 | 50 | -50 | 0 | 0 | 0 | 0 | 160.6667 | 0 | 0 | 0 | 160.6667 | 754.4943 | -754.4943 | 9900 | 0 | -831.6407 | 0.99
2016-08-29 22:00 | 179850 | 50 | 150 | 200.4 | 0 | 200.4 | 560.32 | 976.8882 | 964 | 0 | 964 | 12.8882 | 976.8882 | -12.8882 | 9900 | 0 | -754.4943 | 0.99
2016-08-29 23:00 | 180000 | 50 | -50 | 0 | 0.4 | 0 | 0 | 160.6667 | -1.9242 | 1.9242 | -1.9242 | 162.5908 | 846.9134 | -848.8376 | 9900 | 0 | -12.8882 | 0.99
2016-08-30 | 179950 | 50 | -50 | 0 | 0 | 0 | 0 | 160.6667 | 0 | 0 | 0 | 160.6667 | 941.8723 | -941.8723 | 9900 | 0 | -848.8376 | 0.99
2016-08-30 01:00 | 179900 | 50 | -50 | 0 | 0 | 0 | 0 | 160.6667 | 0 | 0 | 0 | 160.6667 | 935.736 | -935.736 | 9900 | 0 | -941.8723 | 0.99
2016-08-30 02:00 | 179850 | 50 | -50 | 0 | 0 | 0 | 0 | 160.6667 | 0 | 0 | 0 | 160.6667 | 900.5195 | -900.5195 | 9900 | 0 | -935.736 | 0.99
2016-08-30 03:00 | 179800 | 50 | -50 | 0 | 0 | 0 | 0 | 160.6667 | 0 | 0 | 0 | 160.6667 | 803.5216 | -803.5216 | 9900 | 0 | -900.5195 | 0.99
2016-08-30 04:00 | 179750 | 50 | -50 | 0 | 0 | 0 | 0 | 160.6667 | 0 | 0 | 0 | 160.6667 | 693.1429 | -693.1429 | 9900 | 0 | -803.5216 | 0.99
2016-08-30 05:00 | 179700 | 50 | -16.6 | 33.4 | 0 | 33.4 | 93.3867 | 160.6667 | 160.6667 | 0 | 160.6667 | 2.8422e-14 | 505.8421 | -345.1754 | 9900 | 0 | -693.1429 | 0.99
2016-08-30 06:00 | 179683.4 | 50 | -50 | 0 | 0 | 0 | 0 | 160.6667 | 0 | 0 | 0 | 160.6667 | 725.5966 | -725.5966 | 9900 | 0 | -345.1754 | 0.99
2016-08-30 07:00 | 179633.4 | 50 | 150.4 | 200.4 | 0 | 200.4 | 560.32 | 1101.2549 | 964 | 0 | 964 | 137.2549 | 1101.2549 | -137.2549 | 9900 | 0 | -725.5966 | 0.99
2016-08-30 08:00 | 179783.8 | 50 | 150.4 | 200.4 | 0 | 200.4 | 560.32 | 2170.3479 | 964 | 0 | 964 | 1206.3479 | 2170.3479 | -1206.3479 | 9900 | 0 | -137.2549 | 0.99
2016-08-30 09:00 | 179934.2 | 50 | 65.8 | 200.4 | 0 | 200.4 | 560.32 | 3262.8694 | 964 | 0 | 964 | 2298.8694 | 3262.8694 | -2298.8694 | 9900 | 0 | -1206.3479 | 0.99
2016-08-30 10:00 | 180000 | 50 | 0 | 200.4 | 84.6 | 200.4 | 560.32 | 3636.5994 | 557.0419 | 406.9581 | 557.0419 | 3079.5575 | 3636.5994 | -3079.5575 | 9900 | 0 | -2298.8694 | 0.99
2016-08-30 11:00 | 180000 | 50 | 0 | 200.4 | 150.4 | 200.4 | 560.32 | 4462.7352 | 240.519 | 723.481 | 240.519 | 4222.2162 | 4462.7352 | -4222.2162 | 9900 | 0 | -3079.5575 | 0.99
2016-08-30 12:00 | 180000 | 50 | 0 | 200.4 | 150.4 | 200.4 | 560.32 | 4915.1028 | 240.519 | 723.481 | 240.519 | 4674.5839 | 4915.1028 | -4674.5839 | 9900 | 0 | -4222.2162 | 0.99
2016-08-30 13:00 | 180000 | 50 | 0 | 200.4 | 150.4 | 200.4 | 560.32 | 5182.3634 | 240.519 | 723.481 | 240.519 | 4941.8445 | 5182.3634 | -4941.8445 | 9900 | 0 | -4674.5839 | 0.99
2016-08-30 14:00 | 180000 | 50 | 0 | 200.4 | 150.4 | 200.4 | 560.32 | 5029.9613 | 240.519 | 723.481 | 240.519 | 4789.4423 | 5029.9613 | -4789.4423 | 9900 | 0 | -4941.8445 | 0.99
2016-08-30 15:00 | 180000 | 50 | 0 | 200.4 | 150.4 | 200.4 | 560.32 | 4764.9362 | 240.519 | 723.481 | 240.519 | 4524.4173 | 4764.9362 | -4524.4173 | 9900 | 0 | -4789.4423 | 0.99
2016-08-30 16:00 | 180000 | 50 | 0 | 200.4 | 150.4 | 200.4 | 560.32 | 3461.7383 | 240.519 | 723.481 | 240.519 | 3221.2194 | 3461.7383 | -3221.2194 | 9900 | 0 | -4524.4173 | 0.99
2016-08-30 17:00 | 180000 | 50 | 0 | 200.4 | 150.4 | 200.4 | 560.32 | 2350.8686 | 240.519 | 723.481 | 240.519 | 2110.3497 | 2350.8686 | -2110.3497 | 9900 | 0 | -3221.2194 | 0.99
2016-08-30 18:00 | 180000 | 50 | 0 | 200.4 | 150.4 | 200.4 | 560.32 | 1259.0521 | 240.519 | 723.481 | 240.519 | 1018.5332 | 1259.0521 | -1018.5332 | 9900 | 0 | -2110.3497 | 0.99
2016-08-30 19:00 | 180000 | 50 | -16.6 | 33.4 | 150.4 | 33.4 | 93.3867 | 160.6667 | -562.8144 | 723.481 | -562.8144 | 723.481 | 186.2117 | -749.0261 | 9900 | 0 | -1018.5332 | 0.99
2016-08-30 20:00 | 179983.4 | 50 | -16.6 | 33.4 | 0 | 33.4 | 93.3867 | 160.6667 | 160.6667 | 0 | 160.6667 | 0 | 2.2996 | 158.3671 | 9900 | 0 | -749.0261 | 0.99
2016-08-30 21:00 | 179966.8 | 50 | -16.6 | 33.4 | 0 | 33.4 | 93.3867 | 160.6667 | 160.6667 | 0 | 160.6667 | 0 | 5.3887 | 155.2779 | 9757.4696 | 158.3671 | 0 | 0.97575
2016-08-30 22:00 | 179950.2 | 50 | -16.6 | 33.4 | 0 | 33.4 | 93.3867 | 160.6667 | 160.6667 | 0 | 160.6667 | 0 | 1.9613 | 158.7053 | 9617.7195 | 155.2779 | 0 | 0.96177
2016-08-30 23:00 | 179933.6 | 50 | -16.6 | 33.4 | 0 | 33.4 | 93.3867 | 160.6667 | 160.6667 | 0 | 160.6667 | 0 | 0.78672 | 159.8799 | 9474.8847 | 158.7053 | 0 | 0.94749
2016-08-31 | 179917 | 50 | -16.6 | 33.4 | 0 | 33.4 | 93.3867 | 160.6667 | 160.6667 | 0 | 160.6667 | 0 | 35.9528 | 124.7139 | 9330.9927 | 159.8799 | 0 | 0.9331
2016-08-31 01:00 | 179900.4 | 50 | -16.6 | 33.4 | 0 | 33.4 | 93.3867 | 160.6667 | 160.6667 | 0 | 160.6667 | 0 | 115.6133 | 45.0534 | 9218.7503 | 124.7139 | 0 | 0.92188
2016-08-31 02:00 | 179883.8 | 50 | -50 | 0 | 0 | 0 | 0 | 160.6667 | 0 | 0 | 0 | 160.6667 | 459.2728 | -459.2728 | 9178.2022 | 45.0534 | 0 | 0.91782
2016-08-31 03:00 | 179833.8 | 50 | -16.6 | 33.4 | 0 | 33.4 | 93.3867 | 160.6667 | 160.6667 | 0 | 160.6667 | 0 | 205.6905 | -45.0238 | 9591.5478 | -459.2728 | 0 | 0.95915
2016-08-31 04:00 | 179817.2 | 50 | -16.6 | 33.4 | 0 | 33.4 | 93.3867 | 160.6667 | 160.6667 | 0 | 160.6667 | 0 | 55.1985 | 105.4682 | 9632.0692 | -45.0238 | 0 | 0.96321
2016-08-31 05:00 | 179800.6 | 50 | -16.6 | 33.4 | 0 | 33.4 | 93.3867 | 160.6667 | 160.6667 | 0 | 160.6667 | 0 | 27.8641 | 132.8025 | 9537.1478 | 105.4682 | 0 | 0.95371
2016-08-31 06:00 | 179784 | 50 | -16.6 | 33.4 | 0 | 33.4 | 93.3867 | 160.6667 | 160.6667 | 0 | 160.6667 | 0 | 63.9058 | 96.7608 | 9417.6256 | 132.8025 | 0 | 0.94176
2016-08-31 07:00 | 179767.4 | 50 | -16.6 | 33.4 | 0 | 33.4 | 93.3867 | 160.6667 | 160.6667 | 0 | 160.6667 | 0 | 328.7907 | -168.124 | 9330.5408 | 96.7608 | 0 | 0.93305
2016-08-31 08:00 | 179750.8 | 50 | 150.4 | 200.4 | 0 | 200.4 | 560.32 | 2289.1678 | 964 | 0 | 964 | 1325.1678 | 2289.1678 | -1325.1678 | 9481.8524 | -168.124 | 0 | 0.94819
2016-08-31 09:00 | 179901.2 | 50 | 98.8 | 200.4 | 0 | 200.4 | 560.32 | 2489.7692 | 964 | 0 | 964 | 1525.7692 | 2489.7692 | -1525.7692 | 9900 | -464.6084 | -1789.7762 | 0.99
2016-08-31 10:00 | 180000 | 50 | 0 | 200.4 | 51.6 | 200.4 | 560.32 | 4180.1243 | 715.7844 | 248.2156 | 715.7844 | 3464.3399 | 4180.1243 | -3464.3399 | 9900 | 0 | -1525.7692 | 0.99
2016-08-31 11:00 | 180000 | 50 | 0 | 200.4 | 150.4 | 200.4 | 560.32 | 4771.3362 | 240.519 | 723.481 | 240.519 | 4530.8172 | 4771.3362 | -4530.8172 | 9900 | 0 | -3464.3399 | 0.99
2016-08-31 12:00 | 180000 | 50 | 0 | 200.4 | 150.4 | 200.4 | 560.32 | 4085.9471 | 240.519 | 723.481 | 240.519 | 3845.4281 | 4085.9471 | -3845.4281 | 9900 | 0 | -4530.8172 | 0.99
2016-08-31 13:00 | 180000 | 50 | 0 | 200.4 | 150.4 | 200.4 | 560.32 | 5223.6277 | 240.519 | 723.481 | 240.519 | 4983.1087 | 5223.6277 | -4983.1087 | 9900 | 0 | -3845.4281 | 0.99
2016-08-31 14:00 | 180000 | 50 | 0 | 200.4 | 150.4 | 200.4 | 560.32 | 5049.1085 | 240.519 | 723.481 | 240.519 | 4808.5895 | 5049.1085 | -4808.5895 | 9900 | 0 | -4983.1087 | 0.99
2016-08-31 15:00 | 180000 | 50 | 0 | 200.4 | 150.4 | 200.4 | 560.32 | 4592.4413 | 240.519 | 723.481 | 240.519 | 4351.9224 | 4592.4413 | -4351.9224 | 9900 | 0 | -4808.5895 | 0.99
2016-08-31 16:00 | 180000 | 50 | 0 | 200.4 | 150.4 | 200.4 | 560.32 | 3912.4999 | 240.519 | 723.481 | 240.519 | 3671.981 | 3912.4999 | -3671.981 | 9900 | 0 | -4351.9224 | 0.99
2016-08-31 17:00 | 180000 | 50 | 0 | 200.4 | 150.4 | 200.4 | 560.32 | 3125.7836 | 240.519 | 723.481 | 240.519 | 2885.2646 | 3125.7836 | -2885.2646 | 9900 | 0 | -3671.981 | 0.99
2016-08-31 18:00 | 180000 | 50 | 0 | 200.4 | 150.4 | 200.4 | 560.32 | 2171.9582 | 240.519 | 723.481 | 240.519 | 1931.4393 | 2171.9582 | -1931.4393 | 9900 | 0 | -2885.2646 | 0.99
2016-08-31 19:00 | 180000 | 50 | 0 | 200.4 | 150.4 | 200.4 | 560.32 | 1147.124 | 240.519 | 723.481 | 240.519 | 906.605 | 1147.124 | -906.605 | 9900 | 0 | -1931.4393 | 0.99
2016-08-31 20:00 | 180000 | 50 | 0 | 200.4 | 150.4 | 200.4 | 560.32 | 976.868 | 240.519 | 723.481 | 240.519 | 736.349 | 976.868 | -736.349 | 9900 | 0 | -906.605 | 0.99
2016-08-31 21:00 | 180000 | 50 | -50 | 0 | 150.4 | 0 | 0 | 160.6667 | -723.481 | 723.481 | -723.481 | 884.1477 | 946.1256 | -1669.6066 | 9900 | 0 | -736.349 | 0.99
2016-08-31 22:00 | 179950 | 50 | -50 | 0 | 0 | 0 | 0 | 160.6667 | 0 | 0 | 0 | 160.6667 | 958.7662 | -958.7662 | 9900 | 0 | -1669.6066 | 0.99
2016-08-31 23:00 | 179900 | 50 | 100 | 200.4 | 0 | 200.4 | 560.32 | 993.0952 | 964 | 0 | 964 | 29.0952 | 993.0952 | -29.0952 | 9900 | 0 | -958.7662 | 0.99
2016-09-01 | 180000 | 50 | 0 | 200.4 | 50.4 | 200.4 | 560.32 | 995.7814 | 721.5569 | 242.4431 | 721.5569 | 274.2245 | 995.7814 | -274.2245 | 9900 | 0 | -29.0952 | 0.99
2016-09-01 01:00 | 180000 | 50 | 0 | 200.4 | 150.4 | 200.4 | 560.32 | 985.6962 | 240.519 | 723.481 | 240.519 | 745.1773 | 985.6962 | -745.1773 | 9900 | 0 | -274.2245 | 0.99
2016-09-01 02:00 | 180000 | 50 | 0 | 200.4 | 150.4 | 200.4 | 560.32 | 967.7265 | 240.519 | 723.481 | 240.519 | 727.2076 | 967.7265 | -727.2076 | 9900 | 0 | -745.1773 | 0.99
2016-09-01 03:00 | 180000 | 50 | -50 | 0 | 150.4 | 0 | 0 | 160.6667 | -723.481 | 723.481 | -723.481 | 884.1477 | 905.6493 | -1629.1304 | 9900 | 0 | -727.2076 | 0.99
2016-09-01 04:00 | 179950 | 50 | -50 | 0 | 0 | 0 | 0 | 160.6667 | 0 | 0 | 0 | 160.6667 | 847.316 | -847.316 | 9900 | 0 | -1629.1304 | 0.99
2016-09-01 05:00 | 179900 | 50 | -50 | 0 | 0 | 0 | 0 | 160.6667 | 0 | 0 | 0 | 160.6667 | 773.0584 | -773.0584 | 9900 | 0 | -847.316 | 0.99
2016-09-01 06:00 | 179850 | 50 | -50 | 0 | 0 | 0 | 0 | 160.6667 | 0 | 0 | 0 | 160.6667 | 826.0303 | -826.0303 | 9900 | 0 | -773.0584 | 0.99
2016-09-01 07:00 | 179800 | 50 | 150.4 | 200.4 | 0 | 200.4 | 560.32 | 1223.191 | 964 | 0 | 964 | 259.191 | 1223.191 | -259.191 | 9900 | 0 | -826.0303 | 0.99
2016-09-01 08:00 | 179950.4 | 50 | 49.6 | 200.4 | 0 | 200.4 | 560.32 | 2361.0894 | 964 | 0 | 964 | 1397.0894 | 2361.0894 | -1397.0894 | 9900 | 0 | -259.191 | 0.99
2016-09-01 09:00 | 180000 | 50 | 0 | 200.4 | 100.8 | 200.4 | 560.32 | 3302.5982 | 479.1138 | 484.8862 | 479.1138 | 2823.4844 | 3302.5982 | -2823.4844 | 9900 | 0 | -1397.0894 | 0.99
2016-09-01 10:00 | 180000 | 50 | 0 | 200.4 | 150.4 | 200.4 | 560.32 | 4126.8716 | 240.519 | 723.481 | 240.519 | 3886.3526 | 4126.8716 | -3886.3526 | 9900 | 0 | -2823.4844 | 0.99
2016-09-01 11:00 | 180000 | 50 | 0 | 200.4 | 150.4 | 200.4 | 560.32 | 4683.8956 | 240.519 | 723.481 | 240.519 | 4443.3767 | 4683.8956 | -4443.3767 | 9900 | 0 | -3886.3526 | 0.99
2016-09-01 12:00 | 180000 | 50 | 0 | 200.4 | 150.4 | 200.4 | 560.32 | 5092.0332 | 240.519 | 723.481 | 240.519 | 4851.5142 | 5092.0332 | -4851.5142 | 9900 | 0 | -4443.3767 | 0.99
2016-09-01 13:00 | 180000 | 50 | 0 | 200.4 | 150.4 | 200.4 | 560.32 | 3626.5374 | 240.519 | 723.481 | 240.519 | 3386.0184 | 3626.5374 | -3386.0184 | 9900 | 0 | -4851.5142 | 0.99
2016-09-01 14:00 | 180000 | 50 | 0 | 200.4 | 150.4 | 200.4 | 560.32 | 4965.9446 | 240.519 | 723.481 | 240.519 | 4725.4256 | 4965.9446 | -4725.4256 | 9900 | 0 | -3386.0184 | 0.99
2016-09-01 15:00 | 180000 | 50 | 0 | 200.4 | 150.4 | 200.4 | 560.32 | 4581.0238 | 240.519 | 723.481 | 240.519 | 4340.5048 | 4581.0238 | -4340.5048 | 9900 | 0 | -4725.4256 | 0.99
2016-09-01 16:00 | 180000 | 50 | 0 | 200.4 | 150.4 | 200.4 | 560.32 | 3951.2535 | 240.519 | 723.481 | 240.519 | 3710.7345 | 3951.2535 | -3710.7345 | 9900 | 0 | -4340.5048 | 0.99
2016-09-01 17:00 | 180000 | 50 | 0 | 200.4 | 150.4 | 200.4 | 560.32 | 3106.1478 | 240.519 | 723.481 | 240.519 | 2865.6288 | 3106.1478 | -2865.6288 | 9900 | 0 | -3710.7345 | 0.99
2016-09-01 18:00 | 180000 | 50 | 0 | 200.4 | 150.4 | 200.4 | 560.32 | 2147.3964 | 240.519 | 723.481 | 240.519 | 1906.8775 | 2147.3964 | -1906.8775 | 9900 | 0 | -2865.6288 | 0.99
2016-09-01 19:00 | 180000 | 50 | 0 | 200.4 | 150.4 | 200.4 | 560.32 | 1081.8519 | 240.519 | 723.481 | 240.519 | 841.333 | 1081.8519 | -841.333 | 9900 | 0 | -1906.8775 | 0.99
2016-09-01 20:00 | 180000 | 50 | 0 | 200.4 | 150.4 | 200.4 | 560.32 | 977.5043 | 240.519 | 723.481 | 240.519 | 736.9854 | 977.5043 | -736.9854 | 9900 | 0 | -841.333 | 0.99
2016-09-01 21:00 | 180000 | 50 | 0 | 200.4 | 150.4 | 200.4 | 560.32 | 970.1659 | 240.519 | 723.481 | 240.519 | 729.647 | 970.1659 | -729.647 | 9900 | 0 | -736.9854 | 0.99
2016-09-01 22:00 | 180000 | 50 | 0 | 200.4 | 150.4 | 200.4 | 560.32 | 990.3326 | 240.519 | 723.481 | 240.519 | 749.8136 | 990.3326 | -749.8136 | 9900 | 0 | -729.647 | 0.99
2016-09-01 23:00 | 180000 | 50 | -50 | 0 | 150.4 | 0 | 0 | 160.6667 | -723.481 | 723.481 | -723.481 | 884.1477 | 948.5389 | -1672.02 | 9900 | 0 | -749.8136 | 0.99
2016-09-02 | 179950 | 50 | -50 | 0 | 0 | 0 | 0 | 160.6667 | 0 | 0 | 0 | 160.6667 | 901.0931 | -901.0931 | 9900 | 0 | -1672.02 | 0.99
2016-09-02 01:00 | 179900 | 50 | -50 | 0 | 0 | 0 | 0 | 160.6667 | 0 | 0 | 0 | 160.6667 | 858.6018 | -858.6018 | 9900 | 0 | -901.0931 | 0.99
2016-09-02 02:00 | 179850 | 50 | -50 | 0 | 0 | 0 | 0 | 160.6667 | 0 | 0 | 0 | 160.6667 | 820.9004 | -820.9004 | 9900 | 0 | -858.6018 | 0.99
2016-09-02 03:00 | 179800 | 50 | -50 | 0 | 0 | 0 | 0 | 160.6667 | 0 | 0 | 0 | 160.6667 | 829.7706 | -829.7706 | 9900 | 0 | -820.9004 | 0.99
2016-09-02 04:00 | 179750 | 50 | -50 | 0 | 0 | 0 | 0 | 160.6667 | 0 | 0 | 0 | 160.6667 | 596.3234 | -596.3234 | 9900 | 0 | -829.7706 | 0.99
2016-09-02 05:00 | 179700 | 50 | -16.6 | 33.4 | 0 | 33.4 | 93.3867 | 160.6667 | 160.6667 | 0 | 160.6667 | 0 | 238.1719 | -77.5052 | 9900 | 0 | -596.3234 | 0.99
2016-09-02 06:00 | 179683.4 | 50 | -16.6 | 33.4 | 0 | 33.4 | 93.3867 | 160.6667 | 160.6667 | 0 | 160.6667 | 0 | 148.3059 | 12.3607 | 9900 | 0 | -77.5052 | 0.99
2016-09-02 07:00 | 179666.8 | 50 | -50 | 0 | 0 | 0 | 0 | 160.6667 | 0 | 0 | 0 | 160.6667 | 498.5853 | -498.5853 | 9888.8753 | 12.3607 | 0 | 0.98889
2016-09-02 08:00 | 179616.8 | 50 | 150.4 | 200.4 | 0 | 200.4 | 560.32 | 1859.2945 | 964 | 0 | 964 | 895.2945 | 1859.2945 | -895.2945 | 9900 | -12.3607 | -510.946 | 0.99
2016-09-02 09:00 | 179767.2 | 50 | 150.4 | 200.4 | 0 | 200.4 | 560.32 | 3118.1419 | 964 | 0 | 964 | 2154.1419 | 3118.1419 | -2154.1419 | 9900 | 0 | -895.2945 | 0.99
2016-09-02 10:00 | 179917.6 | 50 | 82.4 | 200.4 | 0 | 200.4 | 560.32 | 4006.2032 | 964 | 0 | 964 | 3042.2032 | 4006.2032 | -3042.2032 | 9900 | 0 | -2154.1419 | 0.99
2016-09-02 11:00 | 180000 | 50 | 0 | 200.4 | 68 | 200.4 | 560.32 | 4567.493 | 636.8942 | 327.1058 | 636.8942 | 3930.5988 | 4567.493 | -3930.5988 | 9900 | 0 | -3042.2032 | 0.99
2016-09-02 12:00 | 180000 | 50 | 0 | 200.4 | 150.4 | 200.4 | 560.32 | 4991.5906 | 240.519 | 723.481 | 240.519 | 4751.0716 | 4991.5906 | -4751.0716 | 9900 | 0 | -3930.5988 | 0.99
2016-09-02 13:00 | 180000 | 50 | 0 | 200.4 | 150.4 | 200.4 | 560.32 | 5169.0133 | 240.519 | 723.481 | 240.519 | 4928.4944 | 5169.0133 | -4928.4944 | 9900 | 0 | -4751.0716 | 0.99
2016-09-02 14:00 | 180000 | 50 | 0 | 200.4 | 150.4 | 200.4 | 560.32 | 5016.7341 | 240.519 | 723.481 | 240.519 | 4776.2152 | 5016.7341 | -4776.2152 | 9900 | 0 | -4928.4944 | 0.99
2016-09-02 15:00 | 180000 | 50 | 0 | 200.4 | 150.4 | 200.4 | 560.32 | 4594.2259 | 240.519 | 723.481 | 240.519 | 4353.7069 | 4594.2259 | -4353.7069 | 9900 | 0 | -4776.2152 | 0.99
2016-09-02 16:00 | 180000 | 50 | 0 | 200.4 | 150.4 | 200.4 | 560.32 | 3936.4844 | 240.519 | 723.481 | 240.519 | 3695.9654 | 3936.4844 | -3695.9654 | 9900 | 0 | -4353.7069 | 0.99
2016-09-02 17:00 | 180000 | 50 | 0 | 200.4 | 150.4 | 200.4 | 560.32 | 3090.7872 | 240.519 | 723.481 | 240.519 | 2850.2682 | 3090.7872 | -2850.2682 | 9900 | 0 | -3695.9654 | 0.99
2016-09-02 18:00 | 180000 | 50 | 0 | 200.4 | 150.4 | 200.4 | 560.32 | 2114.0823 | 240.519 | 723.481 | 240.519 | 1873.5633 | 2114.0823 | -1873.5633 | 9900 | 0 | -2850.2682 | 0.99
2016-09-02 19:00 | 180000 | 50 | 0 | 200.4 | 150.4 | 200.4 | 560.32 | 1092.6977 | 240.519 | 723.481 | 240.519 | 852.1788 | 1092.6977 | -852.1788 | 9900 | 0 | -1873.5633 | 0.99
2016-09-02 20:00 | 180000 | 50 | 0 | 200.4 | 150.4 | 200.4 | 560.32 | 979.4033 | 240.519 | 723.481 | 240.519 | 738.8844 | 979.4033 | -738.8844 | 9900 | 0 | -852.1788 | 0.99
2016-09-02 21:00 | 180000 | 50 | -50 | 0 | 150.4 | 0 | 0 | 160.6667 | -723.481 | 723.481 | -723.481 | 884.1477 | 874.8095 | -1598.2906 | 9900 | 0 | -738.8844 | 0.99
2016-09-02 22:00 | 179950 | 50 | 50 | 200.4 | 0 | 200.4 | 560.32 | 965.4084 | 964 | 0 | 964 | 1.4084 | 965.4084 | -1.4084 | 9900 | 0 | -1598.2906 | 0.99
2016-09-02 23:00 | 180000 | 50 | -50 | 0 | 100.4 | 0 | 0 | 160.6667 | -482.9621 | 482.9621 | -482.9621 | 643.6287 | 949.8701 | -1432.8322 | 9900 | 0 | -1.4084 | 0.99
2016-09-03 | 179950 | 50 | 50 | 200.4 | 0 | 200.4 | 560.32 | 964.1234 | 964 | 0 | 964 | 0.12335 | 964.1234 | -0.12335 | 9900 | 0 | -1432.8322 | 0.99
2016-09-03 01:00 | 180000 | 50 | -50 | 0 | 100.4 | 0 | 0 | 160.6667 | -482.9621 | 482.9621 | -482.9621 | 643.6287 | 931.0173 | -1413.9794 | 9900 | 0 | -0.12335 | 0.99
2016-09-03 02:00 | 179950 | 50 | -50 | 0 | 0 | 0 | 0 | 160.6667 | 0 | 0 | 0 | 160.6667 | 838.8355 | -838.8355 | 9900 | 0 | -1413.9794 | 0.99
2016-09-03 03:00 | 179900 | 50 | -50 | 0 | 0 | 0 | 0 | 160.6667 | 0 | 0 | 0 | 160.6667 | 845.4069 | -845.4069 | 9900 | 0 | -838.8355 | 0.99
2016-09-03 04:00 | 179850 | 50 | -50 | 0 | 0 | 0 | 0 | 160.6667 | 0 | 0 | 0 | 160.6667 | 836.7186 | -836.7186 | 9900 | 0 | -845.4069 | 0.99
2016-09-03 05:00 | 179800 | 50 | -50 | 0 | 0 | 0 | 0 | 160.6667 | 0 | 0 | 0 | 160.6667 | 753.3088 | -753.3088 | 9900 | 0 | -836.7186 | 0.99
2016-09-03 06:00 | 179750 | 50 | -50 | 0 | 0 | 0 | 0 | 160.6667 | 0 | 0 | 0 | 160.6667 | 731.412 | -731.412 | 9900 | 0 | -753.3088 | 0.99
2016-09-03 07:00 | 179700 | 50 | 150.4 | 200.4 | 0 | 200.4 | 560.32 | 1234.8467 | 964 | 0 | 964 | 270.8467 | 1234.8467 | -270.8467 | 9900 | 0 | -731.412 | 0.99
2016-09-03 08:00 | 179850.4 | 50 | 149.6 | 200.4 | 0 | 200.4 | 560.32 | 2362.7044 | 964 | 0 | 964 | 1398.7044 | 2362.7044 | -1398.7044 | 9900 | 0 | -270.8467 | 0.99
2016-09-03 09:00 | 180000 | 50 | 0 | 200.4 | 0.8 | 200.4 | 560.32 | 3296.7324 | 960.1517 | 3.8483 | 960.1517 | 2336.5808 | 3296.7324 | -2336.5808 | 9900 | 0 | -1398.7044 | 0.99
2016-09-03 10:00 | 180000 | 50 | 0 | 200.4 | 150.4 | 200.4 | 560.32 | 3994.9916 | 240.519 | 723.481 | 240.519 | 3754.4727 | 3994.9916 | -3754.4727 | 9900 | 0 | -2336.5808 | 0.99
2016-09-03 11:00 | 180000 | 50 | 0 | 200.4 | 150.4 | 200.4 | 560.32 | 4359.6849 | 240.519 | 723.481 | 240.519 | 4119.166 | 4359.6849 | -4119.166 | 9900 | 0 | -3754.4727 | 0.99
2016-09-03 12:00 | 180000 | 50 | 0 | 200.4 | 150.4 | 200.4 | 560.32 | 4566.3861 | 240.519 | 723.481 | 240.519 | 4325.8671 | 4566.3861 | -4325.8671 | 9900 | 0 | -4119.166 | 0.99
2016-09-03 13:00 | 180000 | 50 | 0 | 200.4 | 150.4 | 200.4 | 560.32 | 4908.668 | 240.519 | 723.481 | 240.519 | 4668.149 | 4908.668 | -4668.149 | 9900 | 0 | -4325.8671 | 0.99
2016-09-03 14:00 | 180000 | 50 | 0 | 200.4 | 150.4 | 200.4 | 560.32 | 4811.4339 | 240.519 | 723.481 | 240.519 | 4570.915 | 4811.4339 | -4570.915 | 9900 | 0 | -4668.149 | 0.99
2016-09-03 15:00 | 180000 | 50 | 0 | 200.4 | 150.4 | 200.4 | 560.32 | 4415.8054 | 240.519 | 723.481 | 240.519 | 4175.2864 | 4415.8054 | -4175.2864 | 9900 | 0 | -4570.915 | 0.99
2016-09-03 16:00 | 180000 | 50 | 0 | 200.4 | 150.4 | 200.4 | 560.32 | 3724.6576 | 240.519 | 723.481 | 240.519 | 3484.1386 | 3724.6576 | -3484.1386 | 9900 | 0 | -4175.2864 | 0.99
2016-09-03 17:00 | 180000 | 50 | 0 | 200.4 | 150.4 | 200.4 | 560.32 | 2046.8878 | 240.519 | 723.481 | 240.519 | 1806.3688 | 2046.8878 | -1806.3688 | 9900 | 0 | -3484.1386 | 0.99
2016-09-03 18:00 | 180000 | 50 | 0 | 200.4 | 150.4 | 200.4 | 560.32 | 2082.8825 | 240.519 | 723.481 | 240.519 | 1842.3635 | 2082.8825 | -1842.3635 | 9900 | 0 | -1806.3688 | 0.99
2016-09-03 19:00 | 180000 | 50 | -50 | 0 | 150.4 | 0 | 0 | 160.6667 | -723.481 | 723.481 | -723.481 | 884.1477 | 954.0747 | -1677.5558 | 9900 | 0 | -1842.3635 | 0.99
2016-09-03 20:00 | 179950 | 50 | -50 | 0 | 0 | 0 | 0 | 160.6667 | 0 | 0 | 0 | 160.6667 | 882.8745 | -882.8745 | 9900 | 0 | -1677.5558 | 0.99
2016-09-03 21:00 | 179900 | 50 | -50 | 0 | 0 | 0 | 0 | 160.6667 | 0 | 0 | 0 | 160.6667 | 927.4134 | -927.4134 | 9900 | 0 | -882.8745 | 0.99
2016-09-03 22:00 | 179850 | 50 | 150 | 200.4 | 0 | 200.4 | 560.32 | 983.9185 | 964 | 0 | 964 | 19.9185 | 983.9185 | -19.9185 | 9900 | 0 | -927.4134 | 0.99
2016-09-03 23:00 | 180000 | 50 | 0 | 200.4 | 0.4 | 200.4 | 560.32 | 997.215 | 962.0758 | 1.9242 | 962.0758 | 35.1392 | 997.215 | -35.1392 | 9900 | 0 | -19.9185 | 0.99
2016-09-04 | 180000 | 50 | 0 | 200.4 | 150.4 | 200.4 | 560.32 | 968.5599 | 240.519 | 723.481 | 240.519 | 728.0409 | 968.5599 | -728.0409 | 9900 | 0 | -35.1392 | 0.99
2016-09-04 01:00 | 180000 | 50 | -50 | 0 | 150.4 | 0 | 0 | 160.6667 | -723.481 | 723.481 | -723.481 | 884.1477 | 764.0224 | -1487.5034 | 9900 | 0 | -728.0409 | 0.99
2016-09-04 02:00 | 179950 | 50 | -50 | 0 | 0 | 0 | 0 | 160.6667 | 0 | 0 | 0 | 160.6667 | 548.2639 | -548.2639 | 9900 | 0 | -1487.5034 | 0.99
2016-09-04 03:00 | 179900 | 50 | -50 | 0 | 0 | 0 | 0 | 160.6667 | 0 | 0 | 0 | 160.6667 | 564.3631 | -564.3631 | 9900 | 0 | -548.2639 | 0.99
2016-09-04 04:00 | 179850 | 50 | -50 | 0 | 0 | 0 | 0 | 160.6667 | 0 | 0 | 0 | 160.6667 | 535.2361 | -535.2361 | 9900 | 0 | -564.3631 | 0.99
2016-09-04 05:00 | 179800 | 50 | -50 | 0 | 0 | 0 | 0 | 160.6667 | 0 | 0 | 0 | 160.6667 | 640.3051 | -640.3051 | 9900 | 0 | -535.2361 | 0.99
2016-09-04 06:00 | 179750 | 50 | -50 | 0 | 0 | 0 | 0 | 160.6667 | 0 | 0 | 0 | 160.6667 | 620.4988 | -620.4988 | 9900 | 0 | -640.3051 | 0.99
2016-09-04 07:00 | 179700 | 50 | -50 | 0 | 0 | 0 | 0 | 160.6667 | 0 | 0 | 0 | 160.6667 | 803.3682 | -803.3682 | 9900 | 0 | -620.4988 | 0.99
2016-09-04 08:00 | 179650 | 50 | 150.4 | 200.4 | 0 | 200.4 | 560.32 | 1767.4629 | 964 | 0 | 964 | 803.4629 | 1767.4629 | -803.4629 | 9900 | 0 | -803.3682 | 0.99
2016-09-04 09:00 | 179800.4 | 50 | 150.4 | 200.4 | 0 | 200.4 | 560.32 | 2837.5962 | 964 | 0 | 964 | 1873.5962 | 2837.5962 | -1873.5962 | 9900 | 0 | -803.4629 | 0.99
2016-09-04 10:00 | 179950.8 | 50 | 49.2 | 200.4 | 0 | 200.4 | 560.32 | 3675.6992 | 964 | 0 | 964 | 2711.6992 | 3675.6992 | -2711.6992 | 9900 | 0 | -1873.5962 | 0.99
2016-09-04 11:00 | 180000 | 50 | 0 | 200.4 | 101.2 | 200.4 | 560.32 | 4388.6258 | 477.1896 | 486.8104 | 477.1896 | 3911.4362 | 4388.6258 | -3911.4362 | 9900 | 0 | -2711.6992 | 0.99
2016-09-04 12:00 | 180000 | 50 | 0 | 200.4 | 150.4 | 200.4 | 560.32 | 4835.4219 | 240.519 | 723.481 | 240.519 | 4594.903 | 4835.4219 | -4594.903 | 9900 | 0 | -3911.4362 | 0.99
2016-09-04 13:00 | 180000 | 50 | 0 | 200.4 | 150.4 | 200.4 | 560.32 | 5062.3635 | 240.519 | 723.481 | 240.519 | 4821.8445 | 5062.3635 | -4821.8445 | 9900 | 0 | -4594.903 | 0.99
2016-09-04 14:00 | 180000 | 50 | 0 | 200.4 | 150.4 | 200.4 | 560.32 | 4817.3177 | 240.519 | 723.481 | 240.519 | 4576.7987 | 4817.3177 | -4576.7987 | 9900 | 0 | -4821.8445 | 0.99
2016-09-04 15:00 | 180000 | 50 | 0 | 200.4 | 150.4 | 200.4 | 560.32 | 4414.7629 | 240.519 | 723.481 | 240.519 | 4174.244 | 4414.7629 | -4174.244 | 9900 | 0 | -4576.7987 | 0.99
2016-09-04 16:00 | 180000 | 50 | 0 | 200.4 | 150.4 | 200.4 | 560.32 | 3751.0031 | 240.519 | 723.481 | 240.519 | 3510.4842 | 3751.0031 | -3510.4842 | 9900 | 0 | -4174.244 | 0.99
2016-09-04 17:00 | 180000 | 50 | 0 | 200.4 | 150.4 | 200.4 | 560.32 | 2664.039 | 240.519 | 723.481 | 240.519 | 2423.5201 | 2664.039 | -2423.5201 | 9900 | 0 | -3510.4842 | 0.99
2016-09-04 18:00 | 180000 | 50 | 0 | 200.4 | 150.4 | 200.4 | 560.32 | 1801.0024 | 240.519 | 723.481 | 240.519 | 1560.4834 | 1801.0024 | -1560.4834 | 9900 | 0 | -2423.5201 | 0.99
2016-09-04 19:00 | 180000 | 50 | -50 | 0 | 150.4 | 0 | 0 | 160.6667 | -723.481 | 723.481 | -723.481 | 884.1477 | 746.4076 | -1469.8887 | 9900 | 0 | -1560.4834 | 0.99
2016-09-04 20:00 | 179950 | 50 | -50 | 0 | 0 | 0 | 0 | 160.6667 | 0 | 0 | 0 | 160.6667 | 734.9459 | -734.9459 | 9900 | 0 | -1469.8887 | 0.99
2016-09-04 21:00 | 179900 | 50 | -50 | 0 | 0 | 0 | 0 | 160.6667 | 0 | 0 | 0 | 160.6667 | 688.3564 | -688.3564 | 9900 | 0 | -734.9459 | 0.99
2016-09-04 22:00 | 179850 | 50 | -50 | 0 | 0 | 0 | 0 | 160.6667 | 0 | 0 | 0 | 160.6667 | 664.6129 | -664.6129 | 9900 | 0 | -688.3564 | 0.99
2016-09-04 23:00 | 179800 | 50 | -50 | 0 | 0 | 0 | 0 | 160.6667 | 0 | 0 | 0 | 160.6667 | 558.6967 | -558.6967 | 9900 | 0 | -664.6129 | 0.99
2016-09-05 | 179750 | 50 | -16.6 | 33.4 | 0 | 33.4 | 93.3867 | 160.6667 | 160.6667 | 0 | 160.6667 | 0 | 313.0835 | -152.4169 | 9900 | 0 | -558.6967 | 0.99
2016-09-05 01:00 | 179733.4 | 50 | -16.6 | 33.4 | 0 | 33.4 | 93.3867 | 160.6667 | 160.6667 | 0 | 160.6667 | 0 | 291.4734 | -130.8067 | 9900 | 0 | -152.4169 | 0.99
2016-09-05 02:00 | 179716.8 | 50 | -16.6 | 33.4 | 0 | 33.4 | 93.3867 | 160.6667 | 160.6667 | 0 | 160.6667 | 0 | 71.1864 | 89.4802 | 9900 | 0 | -130.8067 | 0.99
2016-09-05 03:00 | 179700.2 | 50 | -50 | 0 | 0 | 0 | 0 | 160.6667 | 0 | 0 | 0 | 160.6667 | 573.7367 | -573.7367 | 9819.4678 | 89.4802 | 0 | 0.98195
2016-09-05 04:00 | 179650.2 | 50 | -50 | 0 | 0 | 0 | 0 | 160.6667 | 0 | 0 | 0 | 160.6667 | 840.355 | -840.355 | 9900 | -89.4802 | -663.2169 | 0.99
2016-09-05 05:00 | 179600.2 | 50 | -16.6 | 33.4 | 0 | 33.4 | 93.3867 | 160.6667 | 160.6667 | 0 | 160.6667 | 0 | 369.6805 | -209.0139 | 9900 | 0 | -840.355 | 0.99
2016-09-05 06:00 | 179583.6 | 50 | -50 | 0 | 0 | 0 | 0 | 160.6667 | 0 | 0 | 0 | 160.6667 | 665.1955 | -665.1955 | 9900 | 0 | -209.0139 | 0.99
2016-09-05 07:00 | 179533.6 | 50 | -50 | 0 | 0 | 0 | 0 | 160.6667 | 0 | 0 | 0 | 160.6667 | 820.1247 | -820.1247 | 9900 | 0 | -665.1955 | 0.99
2016-09-05 08:00 | 179483.6 | 50 | 150.4 | 200.4 | 0 | 200.4 | 560.32 | 2213.5597 | 964 | 0 | 964 | 1249.5597 | 2213.5597 | -1249.5597 | 9900 | 0 | -820.1247 | 0.99
2016-09-05 09:00 | 179634 | 50 | 150.4 | 200.4 | 0 | 200.4 | 560.32 | 3281.4481 | 964 | 0 | 964 | 2317.4481 | 3281.4481 | -2317.4481 | 9900 | 0 | -1249.5597 | 0.99
2016-09-05 10:00 | 179784.4 | 50 | 150.4 | 200.4 | 0 | 200.4 | 560.32 | 4083.146 | 964 | 0 | 964 | 3119.146 | 4083.146 | -3119.146 | 9900 | 0 | -2317.4481 | 0.99
2016-09-05 11:00 | 179934.8 | 50 | 65.2 | 200.4 | 0 | 200.4 | 560.32 | 4684.7166 | 964 | 0 | 964 | 3720.7166 | 4684.7166 | -3720.7166 | 9900 | 0 | -3119.146 | 0.99
2016-09-05 12:00 | 180000 | 50 | 0 | 200.4 | 85.2 | 200.4 | 560.32 | 4993.7691 | 554.1557 | 409.8443 | 554.1557 | 4439.6134 | 4993.7691 | -4439.6134 | 9900 | 0 | -3720.7166 | 0.99
2016-09-05 13:00 | 180000 | 50 | 0 | 200.4 | 150.4 | 200.4 | 560.32 | 5117.087 | 240.519 | 723.481 | 240.519 | 4876.5681 | 5117.087 | -4876.5681 | 9900 | 0 | -4439.6134 | 0.99
2016-09-05 14:00 | 180000 | 50 | 0 | 200.4 | 150.4 | 200.4 | 560.32 | 4924.1604 | 240.519 | 723.481 | 240.519 | 4683.6414 | 4924.1604 | -4683.6414 | 9900 | 0 | -4876.5681 | 0.99
2016-09-05 15:00 | 180000 | 50 | 0 | 200.4 | 150.4 | 200.4 | 560.32 | 4423.2578 | 240.519 | 723.481 | 240.519 | 4182.7388 | 4423.2578 | -4182.7388 | 9900 | 0 | -4683.6414 | 0.99
2016-09-05 16:00 | 180000 | 50 | 0 | 200.4 | 150.4 | 200.4 | 560.32 | 3616.4983 | 240.519 | 723.481 | 240.519 | 3375.9794 | 3616.4983 | -3375.9794 | 9900 | 0 | -4182.7388 | 0.99
2016-09-05 17:00 | 180000 | 50 | 0 | 200.4 | 150.4 | 200.4 | 560.32 | 2593.7495 | 240.519 | 723.481 | 240.519 | 2353.2306 | 2593.7495 | -2353.2306 | 9900 | 0 | -3375.9794 | 0.99
2016-09-05 18:00 | 180000 | 50 | 0 | 200.4 | 150.4 | 200.4 | 560.32 | 1939.3228 | 240.519 | 723.481 | 240.519 | 1698.8038 | 1939.3228 | -1698.8038 | 9900 | 0 | -2353.2306 | 0.99
2016-09-05 19:00 | 180000 | 50 | -50 | 0 | 150.4 | 0 | 0 | 160.6667 | -723.481 | 723.481 | -723.481 | 884.1477 | 890.6007 | -1614.0818 | 9900 | 0 | -1698.8038 | 0.99
2016-09-05 20:00 | 179950 | 50 | -50 | 0 | 0 | 0 | 0 | 160.6667 | 0 | 0 | 0 | 160.6667 | 787.1494 | -787.1494 | 9900 | 0 | -1614.0818 | 0.99
2016-09-05 21:00 | 179900 | 50 | -16.6 | 33.4 | 0 | 33.4 | 93.3867 | 160.6667 | 160.6667 | 0 | 160.6667 | 2.8422e-14 | 467.0583 | -306.3917 | 9900 | 0 | -787.1494 | 0.99
2016-09-05 22:00 | 179883.4 | 50 | -16.6 | 33.4 | 0 | 33.4 | 93.3867 | 160.6667 | 160.6667 | 0 | 160.6667 | 0 | 285.428 | -124.7613 | 9900 | 0 | -306.3917 | 0.99
2016-09-05 23:00 | 179866.8 | 50 | -16.6 | 33.4 | 0 | 33.4 | 93.3867 | 160.6667 | 160.6667 | 0 | 160.6667 | 0 | 319.3401 | -158.6734 | 9900 | 0 | -124.7613 | 0.99
2016-09-06 | 179850.2 | 50 | -16.6 | 33.4 | 0 | 33.4 | 93.3867 | 160.6667 | 160.6667 | 0 | 160.6667 | 0 | 51.7716 | 108.8951 | 9900 | 0 | -158.6734 | 0.99
2016-09-06 01:00 | 179833.6 | 50 | -16.6 | 33.4 | 0 | 33.4 | 93.3867 | 160.6667 | 160.6667 | 0 | 160.6667 | 0 | 243.1941 | -82.5274 | 9801.9944 | 108.8951 | 0 | 0.9802
2016-09-06 02:00 | 179817 | 50 | -16.6 | 33.4 | 0 | 33.4 | 93.3867 | 160.6667 | 160.6667 | 0 | 160.6667 | 0 | 296.0028 | -135.3361 | 9876.2691 | -82.5274 | 0 | 0.98763
2016-09-06 03:00 | 179800.4 | 50 | -16.6 | 33.4 | 0 | 33.4 | 93.3867 | 160.6667 | 160.6667 | 0 | 160.6667 | 0 | 343.8866 | -183.2199 | 9900 | -26.3677 | -161.7038 | 0.99
2016-09-06 04:00 | 179783.8 | 50 | -50 | 0 | 0 | 0 | 0 | 160.6667 | 0 | 0 | 0 | 160.6667 | 510.7379 | -510.7379 | 9900 | 0 | -183.2199 | 0.99
2016-09-06 05:00 | 179733.8 | 50 | -50 | 0 | 0 | 0 | 0 | 160.6667 | 0 | 0 | 0 | 160.6667 | 456.9802 | -456.9802 | 9900 | 0 | -510.7379 | 0.99
2016-09-06 06:00 | 179683.8 | 50 | -16.6 | 33.4 | 0 | 33.4 | 93.3867 | 160.6667 | 160.6667 | 0 | 160.6667 | 2.8422e-14 | 497.0537 | -336.387 | 9900 | 0 | -456.9802 | 0.99
2016-09-06 07:00 | 179667.2 | 50 | 150.4 | 200.4 | 0 | 200.4 | 560.32 | 998.8896 | 964 | 0 | 964 | 34.8896 | 998.8896 | -34.8896 | 9900 | 0 | -336.387 | 0.99
2016-09-06 08:00 | 179817.6 | 50 | 150.4 | 200.4 | 0 | 200.4 | 560.32 | 2370.1804 | 964 | 0 | 964 | 1406.1804 | 2370.1804 | -1406.1804 | 9900 | 0 | -34.8896 | 0.99
2016-09-06 09:00 | 179968 | 50 | 32 | 200.4 | 0 | 200.4 | 560.32 | 3342.8508 | 964 | 0 | 964 | 2378.8508 | 3342.8508 | -2378.8508 | 9900 | 0 | -1406.1804 | 0.99
2016-09-06 10:00 | 180000 | 50 | 0 | 200.4 | 118.4 | 200.4 | 560.32 | 4085.418 | 394.4511 | 569.5489 | 394.4511 | 3690.9669 | 4085.418 | -3690.9669 | 9900 | 0 | -2378.8508 | 0.99
2016-09-06 11:00 | 180000 | 50 | 0 | 200.4 | 150.4 | 200.4 | 560.32 | 4578.0748 | 240.519 | 723.481 | 240.519 | 4337.5559 | 4578.0748 | -4337.5559 | 9900 | 0 | -3690.9669 | 0.99
2016-09-06 12:00 | 180000 | 50 | 0 | 200.4 | 150.4 | 200.4 | 560.32 | 4773.8495 | 240.519 | 723.481 | 240.519 | 4533.3305 | 4773.8495 | -4533.3305 | 9900 | 0 | -4337.5559 | 0.99
2016-09-06 13:00 | 180000 | 50 | 0 | 200.4 | 150.4 | 200.4 | 560.32 | 3422.5393 | 240.519 | 723.481 | 240.519 | 3182.0203 | 3422.5393 | -3182.0203 | 9900 | 0 | -4533.3305 | 0.99
2016-09-06 14:00 | 180000 | 50 | 0 | 200.4 | 150.4 | 200.4 | 560.32 | 4926.4851 | 240.519 | 723.481 | 240.519 | 4685.9661 | 4926.4851 | -4685.9661 | 9900 | 0 | -3182.0203 | 0.99
2016-09-06 15:00 | 180000 | 50 | 0 | 200.4 | 150.4 | 200.4 | 560.32 | 4539.8608 | 240.519 | 723.481 | 240.519 | 4299.3418 | 4539.8608 | -4299.3418 | 9900 | 0 | -4685.9661 | 0.99
2016-09-06 16:00 | 180000 | 50 | 0 | 200.4 | 150.4 | 200.4 | 560.32 | 3861.1755 | 240.519 | 723.481 | 240.519 | 3620.6566 | 3861.1755 | -3620.6566 | 9900 | 0 | -4299.3418 | 0.99
2016-09-06 17:00 | 180000 | 50 | 0 | 200.4 | 150.4 | 200.4 | 560.32 | 2217.9683 | 240.519 | 723.481 | 240.519 | 1977.4493 | 2217.9683 | -1977.4493 | 9900 | 0 | -3620.6566 | 0.99
2016-09-06 18:00 | 180000 | 50 | 0 | 200.4 | 150.4 | 200.4 | 560.32 | 1888.6406 | 240.519 | 723.481 | 240.519 | 1648.1216 | 1888.6406 | -1648.1216 | 9900 | 0 | -1977.4493 | 0.99
2016-09-06 19:00 | 180000 | 50 | -50 | 0 | 150.4 | 0 | 0 | 160.6667 | -723.481 | 723.481 | -723.481 | 884.1477 | 841.3502 | -1564.8312 | 9900 | 0 | -1648.1216 | 0.99
2016-09-06 20:00 | 179950 | 50 | -50 | 0 | 0 | 0 | 0 | 160.6667 | 0 | 0 | 0 | 160.6667 | 825.7186 | -825.7186 | 9900 | 0 | -1564.8312 | 0.99
2016-09-06 21:00 | 179900 | 50 | -50 | 0 | 0 | 0 | 0 | 160.6667 | 0 | 0 | 0 | 160.6667 | 633.6854 | -633.6854 | 9900 | 0 | -825.7186 | 0.99
2016-09-06 22:00 | 179850 | 50 | -50 | 0 | 0 | 0 | 0 | 160.6667 | 0 | 0 | 0 | 160.6667 | 756.5966 | -756.5966 | 9900 | 0 | -633.6854 | 0.99
2016-09-06 23:00 | 179800 | 50 | -50 | 0 | 0 | 0 | 0 | 160.6667 | 0 | 0 | 0 | 160.6667 | 824.1731 | -824.1731 | 9900 | 0 | -756.5966 | 0.99
2016-09-07 | 179750 | 50 | -50 | 0 | 0 | 0 | 0 | 160.6667 | 0 | 0 | 0 | 160.6667 | 815.9127 | -815.9127 | 9900 | 0 | -824.1731 | 0.99
2016-09-07 01:00 | 179700 | 50 | -50 | 0 | 0 | 0 | 0 | 160.6667 | 0 | 0 | 0 | 160.6667 | 959.7727 | -959.7727 | 9900 | 0 | -815.9127 | 0.99
2016-09-07 02:00 | 179650 | 50 | -50 | 0 | 0 | 0 | 0 | 160.6667 | 0 | 0 | 0 | 160.6667 | 699.1818 | -699.1818 | 9900 | 0 | -959.7727 | 0.99
2016-09-07 03:00 | 179600 | 50 | -50 | 0 | 0 | 0 | 0 | 160.6667 | 0 | 0 | 0 | 160.6667 | 728.9293 | -728.9293 | 9900 | 0 | -699.1818 | 0.99
2016-09-07 04:00 | 179550 | 50 | -50 | 0 | 0 | 0 | 0 | 160.6667 | 0 | 0 | 0 | 160.6667 | 739.4862 | -739.4862 | 9900 | 0 | -728.9293 | 0.99
2016-09-07 05:00 | 179500 | 50 | -50 | 0 | 0 | 0 | 0 | 160.6667 | 0 | 0 | 0 | 160.6667 | 848.2641 | -848.2641 | 9900 | 0 | -739.4862 | 0.99
2016-09-07 06:00 | 179450 | 50 | 150.4 | 200.4 | 0 | 200.4 | 560.32 | 974.6659 | 964 | 0 | 964 | 10.6659 | 974.6659 | -10.6659 | 9900 | 0 | -848.2641 | 0.99
2016-09-07 07:00 | 179600.4 | 50 | 150.4 | 200.4 | 0 | 200.4 | 560.32 | 1219.7276 | 964 | 0 | 964 | 255.7276 | 1219.7276 | -255.7276 | 9900 | 0 | -10.6659 | 0.99
2016-09-07 08:00 | 179750.8 | 50 | 150.4 | 200.4 | 0 | 200.4 | 560.32 | 2348.2809 | 964 | 0 | 964 | 1384.2809 | 2348.2809 | -1384.2809 | 9900 | 0 | -255.7276 | 0.99
2016-09-07 09:00 | 179901.2 | 50 | 98.8 | 200.4 | 0 | 200.4 | 560.32 | 3314.0161 | 964 | 0 | 964 | 2350.0161 | 3314.0161 | -2350.0161 | 9900 | 0 | -1384.2809 | 0.99
2016-09-07 10:00 | 180000 | 50 | 0 | 200.4 | 51.6 | 200.4 | 560.32 | 2874.6014 | 715.7844 | 248.2156 | 715.7844 | 2158.817 | 2874.6014 | -2158.817 | 9900 | 0 | -2350.0161 | 0.99
2016-09-07 11:00 | 180000 | 50 | 0 | 200.4 | 150.4 | 200.4 | 560.32 | 4675.8118 | 240.519 | 723.481 | 240.519 | 4435.2928 | 4675.8118 | -4435.2928 | 9900 | 0 | -2158.817 | 0.99
2016-09-07 12:00 | 180000 | 50 | 0 | 200.4 | 150.4 | 200.4 | 560.32 | 4989.6545 | 240.519 | 723.481 | 240.519 | 4749.1356 | 4989.6545 | -4749.1356 | 9900 | 0 | -4435.2928 | 0.99
2016-09-07 13:00 | 180000 | 50 | 0 | 200.4 | 150.4 | 200.4 | 560.32 | 5102.9032 | 240.519 | 723.481 | 240.519 | 4862.3843 | 5102.9032 | -4862.3843 | 9900 | 0 | -4749.1356 | 0.99
2016-09-07 14:00 | 180000 | 50 | 0 | 200.4 | 150.4 | 200.4 | 560.32 | 4945.5079 | 240.519 | 723.481 | 240.519 | 4704.989 | 4945.5079 | -4704.989 | 9900 | 0 | -4862.3843 | 0.99
2016-09-07 15:00 | 180000 | 50 | 0 | 200.4 | 150.4 | 200.4 | 560.32 | 4519.3072 | 240.519 | 723.481 | 240.519 | 4278.7883 | 4519.3072 | -4278.7883 | 9900 | 0 | -4704.989 | 0.99
2016-09-07 16:00 | 180000 | 50 | 0 | 200.4 | 150.4 | 200.4 | 560.32 | 3828.6342 | 240.519 | 723.481 | 240.519 | 3588.1152 | 3828.6342 | -3588.1152 | 9900 | 0 | -4278.7883 | 0.99
2016-09-07 17:00 | 180000 | 50 | 0 | 200.4 | 150.4 | 200.4 | 560.32 | 3004.0178 | 240.519 | 723.481 | 240.519 | 2763.4988 | 3004.0178 | -2763.4988 | 9900 | 0 | -3588.1152 | 0.99
2016-09-07 18:00 | 180000 | 50 | 0 | 200.4 | 150.4 | 200.4 | 560.32 | 2032.9374 | 240.519 | 723.481 | 240.519 | 1792.4184 | 2032.9374 | -1792.4184 | 9900 | 0 | -2763.4988 | 0.99
2016-09-07 19:00 | 180000 | 50 | -50 | 0 | 150.4 | 0 | 0 | 160.6667 | -723.481 | 723.481 | -723.481 | 884.1477 | 958.2546 | -1681.7356 | 9900 | 0 | -1792.4184 | 0.99
2016-09-07 20:00 | 179950 | 50 | -50 | 0 | 0 | 0 | 0 | 160.6667 | 0 | 0 | 0 | 160.6667 | 960.7143 | -960.7143 | 9900 | 0 | -1681.7356 | 0.99
2016-09-07 21:00 | 179900 | 50 | -50 | 0 | 0 | 0 | 0 | 160.6667 | 0 | 0 | 0 | 160.6667 | 958.4199 | -958.4199 | 9900 | 0 | -960.7143 | 0.99
2016-09-07 22:00 | 179850 | 50 | -50 | 0 | 0 | 0 | 0 | 160.6667 | 0 | 0 | 0 | 160.6667 | 886.5108 | -886.5108 | 9900 | 0 | -958.4199 | 0.99
2016-09-07 23:00 | 179800 | 50 | -50 | 0 | 0 | 0 | 0 | 160.6667 | 0 | 0 | 0 | 160.6667 | 806.4069 | -806.4069 | 9900 | 0 | -886.5108 | 0.99
2016-09-08 | 179750 | 50 | -50 | 0 | 0 | 0 | 0 | 160.6667 | 0 | 0 | 0 | 160.6667 | 902.0347 | -902.0347 | 9900 | 0 | -806.4069 | 0.99
2016-09-08 01:00 | 179700 | 50 | -50 | 0 | 0 | 0 | 0 | 160.6667 | 0 | 0 | 0 | 160.6667 | 937.4784 | -937.4784 | 9900 | 0 | -902.0347 | 0.99
2016-09-08 02:00 | 179650 | 50 | -50 | 0 | 0 | 0 | 0 | 160.6667 | 0 | 0 | 0 | 160.6667 | 914.1667 | -914.1667 | 9900 | 0 | -937.4784 | 0.99
2016-09-08 03:00 | 179600 | 50 | -50 | 0 | 0 | 0 | 0 | 160.6667 | 0 | 0 | 0 | 160.6667 | 906.7749 | -906.7749 | 9900 | 0 | -914.1667 | 0.99
2016-09-08 04:00 | 179550 | 50 | -50 | 0 | 0 | 0 | 0 | 160.6667 | 0 | 0 | 0 | 160.6667 | 882.7966 | -882.7966 | 9900 | 0 | -906.7749 | 0.99
2016-09-08 05:00 | 179500 | 50 | -50 | 0 | 0 | 0 | 0 | 160.6667 | 0 | 0 | 0 | 160.6667 | 796.9235 | -796.9235 | 9900 | 0 | -882.7966 | 0.99
2016-09-08 06:00 | 179450 | 50 | -50 | 0 | 0 | 0 | 0 | 160.6667 | 0 | 0 | 0 | 160.6667 | 855.0303 | -855.0303 | 9900 | 0 | -796.9235 | 0.99
2016-09-08 07:00 | 179400 | 50 | 150.4 | 200.4 | 0 | 200.4 | 560.32 | 1244.91 | 964 | 0 | 964 | 280.91 | 1244.91 | -280.91 | 9900 | 0 | -855.0303 | 0.99
2016-09-08 08:00 | 179550.4 | 50 | 150.4 | 200.4 | 0 | 200.4 | 560.32 | 2239.5791 | 964 | 0 | 964 | 1275.5791 | 2239.5791 | -1275.5791 | 9900 | 0 | -280.91 | 0.99
2016-09-08 09:00 | 179700.8 | 50 | 150.4 | 200.4 | 0 | 200.4 | 560.32 | 3125.5243 | 964 | 0 | 964 | 2161.5243 | 3125.5243 | -2161.5243 | 9900 | 0 | -1275.5791 | 0.99
2016-09-08 10:00 | 179851.2 | 50 | 148.8 | 200.4 | 0 | 200.4 | 560.32 | 4031.2711 | 964 | 0 | 964 | 3067.2711 | 4031.2711 | -3067.2711 | 9900 | 0 | -2161.5243 | 0.99
2016-09-08 11:00 | 180000 | 50 | 0 | 200.4 | 1.6 | 200.4 | 560.32 | 4606.0397 | 956.3034 | 7.6966 | 956.3034 | 3649.7363 | 4606.0397 | -3649.7363 | 9900 | 0 | -3067.2711 | 0.99
2016-09-08 12:00 | 180000 | 50 | 0 | 200.4 | 150.4 | 200.4 | 560.32 | 4946.7462 | 240.519 | 723.481 | 240.519 | 4706.2273 | 4946.7462 | -4706.2273 | 9900 | 0 | -3649.7363 | 0.99
2016-09-08 13:00 | 180000 | 50 | 0 | 200.4 | 150.4 | 200.4 | 560.32 | 5024.6034 | 240.519 | 723.481 | 240.519 | 4784.0844 | 5024.6034 | -4784.0844 | 9900 | 0 | -4706.2273 | 0.99
2016-09-08 14:00 | 180000 | 50 | 0 | 200.4 | 150.4 | 200.4 | 560.32 | 4816.037 | 240.519 | 723.481 | 240.519 | 4575.518 | 4816.037 | -4575.518 | 9900 | 0 | -4784.0844 | 0.99
2016-09-08 15:00 | 180000 | 50 | 0 | 200.4 | 150.4 | 200.4 | 560.32 | 4454.4138 | 240.519 | 723.481 | 240.519 | 4213.8948 | 4454.4138 | -4213.8948 | 9900 | 0 | -4575.518 | 0.99
2016-09-08 16:00 | 180000 | 50 | 0 | 200.4 | 150.4 | 200.4 | 560.32 | 3811.1158 | 240.519 | 723.481 | 240.519 | 3570.5968 | 3811.1158 | -3570.5968 | 9900 | 0 | -4213.8948 | 0.99
2016-09-08 17:00 | 180000 | 50 | 0 | 200.4 | 150.4 | 200.4 | 560.32 | 2979.1121 | 240.519 | 723.481 | 240.519 | 2738.5932 | 2979.1121 | -2738.5932 | 9900 | 0 | -3570.5968 | 0.99
2016-09-08 18:00 | 180000 | 50 | 0 | 200.4 | 150.4 | 200.4 | 560.32 | 2010.3293 | 240.519 | 723.481 | 240.519 | 1769.8103 | 2010.3293 | -1769.8103 | 9900 | 0 | -2738.5932 | 0.99
2016-09-08 19:00 | 180000 | 50 | 0 | 200.4 | 150.4 | 200.4 | 560.32 | 972.0548 | 240.519 | 723.481 | 240.519 | 731.5359 | 972.0548 | -731.5359 | 9900 | 0 | -1769.8103 | 0.99
2016-09-08 20:00 | 180000 | 50 | -50 | 0 | 150.4 | 0 | 0 | 160.6667 | -723.481 | 723.481 | -723.481 | 884.1477 | 917.4892 | -1640.9702 | 9900 | 0 | -731.5359 | 0.99
2016-09-08 21:00 | 179950 | 50 | -50 | 0 | 0 | 0 | 0 | 160.6667 | 0 | 0 | 0 | 160.6667 | 921.6991 | -921.6991 | 9900 | 0 | -1640.9702 | 0.99
2016-09-08 22:00 | 179900 | 50 | -50 | 0 | 0 | 0 | 0 | 160.6667 | 0 | 0 | 0 | 160.6667 | 845.8355 | -845.8355 | 9900 | 0 | -921.6991 | 0.99
2016-09-08 23:00 | 179850 | 50 | -50 | 0 | 0 | 0 | 0 | 160.6667 | 0 | 0 | 0 | 160.6667 | 897.8615 | -897.8615 | 9900 | 0 | -845.8355 | 0.99
2016-09-09 | 179800 | 50 | -50 | 0 | 0 | 0 | 0 | 160.6667 | 0 | 0 | 0 | 160.6667 | 809.1356 | -809.1356 | 9900 | 0 | -897.8615 | 0.99
2016-09-09 01:00 | 179750 | 50 | -50 | 0 | 0 | 0 | 0 | 160.6667 | 0 | 0 | 0 | 160.6667 | 827.9654 | -827.9654 | 9900 | 0 | -809.1356 | 0.99
2016-09-09 02:00 | 179700 | 50 | -50 | 0 | 0 | 0 | 0 | 160.6667 | 0 | 0 | 0 | 160.6667 | 486.904 | -486.904 | 9900 | 0 | -827.9654 | 0.99
2016-09-09 03:00 | 179650 | 50 | -50 | 0 | 0 | 0 | 0 | 160.6667 | 0 | 0 | 0 | 160.6667 | 572.0685 | -572.0685 | 9900 | 0 | -486.904 | 0.99
2016-09-09 04:00 | 179600 | 50 | -16.6 | 33.4 | 0 | 33.4 | 93.3867 | 160.6667 | 160.6667 | 0 | 160.6667 | 2.8422e-14 | 487.6443 | -326.9776 | 9900 | 0 | -572.0685 | 0.99
2016-09-09 05:00 | 179583.4 | 50 | -16.6 | 33.4 | 0 | 33.4 | 93.3867 | 160.6667 | 160.6667 | 0 | 160.6667 | 2.8422e-14 | 440.072 | -279.4053 | 9900 | 0 | -326.9776 | 0.99
2016-09-09 06:00 | 179566.8 | 50 | -16.6 | 33.4 | 0 | 33.4 | 93.3867 | 160.6667 | 160.6667 | 0 | 160.6667 | 0 | 260.1034 | -99.4367 | 9900 | 0 | -279.4053 | 0.99
2016-09-09 07:00 | 179550.2 | 50 | -50 | 0 | 0 | 0 | 0 | 160.6667 | 0 | 0 | 0 | 160.6667 | 513.4712 | -513.4712 | 9900 | 0 | -99.4367 | 0.99
2016-09-09 08:00 | 179500.2 | 50 | 150.4 | 200.4 | 0 | 200.4 | 560.32 | 1534.0427 | 964 | 0 | 964 | 570.0427 | 1534.0427 | -570.0427 | 9900 | 0 | -513.4712 | 0.99
2016-09-09 09:00 | 179650.6 | 50 | 150.4 | 200.4 | 0 | 200.4 | 560.32 | 2824.5201 | 964 | 0 | 964 | 1860.5201 | 2824.5201 | -1860.5201 | 9900 | 0 | -570.0427 | 0.99
2016-09-09 10:00 | 179801 | 50 | 150.4 | 200.4 | 0 | 200.4 | 560.32 | 3806.5022 | 964 | 0 | 964 | 2842.5022 | 3806.5022 | -2842.5022 | 9900 | 0 | -1860.5201 | 0.99
2016-09-09 11:00 | 179951.4 | 50 | 48.6 | 200.4 | 0 | 200.4 | 560.32 | 4655.0809 | 964 | 0 | 964 | 3691.0809 | 4655.0809 | -3691.0809 | 9900 | 0 | -2842.5022 | 0.99
2016-09-09 12:00 | 180000 | 50 | 0 | 200.4 | 101.8 | 200.4 | 560.32 | 5000.6619 | 474.3034 | 489.6966 | 474.3034 | 4526.3585 | 5000.6619 | -4526.3585 | 9900 | 0 | -3691.0809 | 0.99
2016-09-09 13:00 | 180000 | 50 | 0 | 200.4 | 150.4 | 200.4 | 560.32 | 5090.4953 | 240.519 | 723.481 | 240.519 | 4849.9763 | 5090.4953 | -4849.9763 | 9900 | 0 | -4526.3585 | 0.99
2016-09-09 14:00 | 180000 | 50 | 0 | 200.4 | 150.4 | 200.4 | 560.32 | 4875.5515 | 240.519 | 723.481 | 240.519 | 4635.0325 | 4875.5515 | -4635.0325 | 9900 | 0 | -4849.9763 | 0.99
2016-09-09 15:00 | 180000 | 50 | 0 | 200.4 | 150.4 | 200.4 | 560.32 | 4488.4381 | 240.519 | 723.481 | 240.519 | 4247.9191 | 4488.4381 | -4247.9191 | 9900 | 0 | -4635.0325 | 0.99
2016-09-09 16:00 | 180000 | 50 | 0 | 200.4 | 150.4 | 200.4 | 560.32 | 3815.6526 | 240.519 | 723.481 | 240.519 | 3575.1337 | 3815.6526 | -3575.1337 | 9900 | 0 | -4247.9191 | 0.99
2016-09-09 17:00 | 180000 | 50 | 0 | 200.4 | 150.4 | 200.4 | 560.32 | 2723.1767 | 240.519 | 723.481 | 240.519 | 2482.6578 | 2723.1767 | -2482.6578 | 9900 | 0 | -3575.1337 | 0.99
2016-09-09 18:00 | 180000 | 50 | 0 | 200.4 | 150.4 | 200.4 | 560.32 | 1023.3593 | 240.519 | 723.481 | 240.519 | 782.8403 | 1023.3593 | -782.8403 | 9900 | 0 | -2482.6578 | 0.99
2016-09-09 19:00 | 180000 | 50 | -50 | 0 | 150.4 | 0 | 0 | 160.6667 | -723.481 | 723.481 | -723.481 | 884.1477 | 550.1703 | -1273.6514 | 9900 | 0 | -782.8403 | 0.99
2016-09-09 20:00 | 179950 | 50 | -50 | 0 | 0 | 0 | 0 | 160.6667 | 0 | 0 | 0 | 160.6667 | 927.435 | -927.435 | 9900 | 0 | -1273.6514 | 0.99
2016-09-09 21:00 | 179900 | 50 | -50 | 0 | 0 | 0 | 0 | 160.6667 | 0 | 0 | 0 | 160.6667 | 855.9784 | -855.9784 | 9900 | 0 | -927.435 | 0.99
2016-09-09 22:00 | 179850 | 50 | -50 | 0 | 0 | 0 | 0 | 160.6667 | 0 | 0 | 0 | 160.6667 | 570.5328 | -570.5328 | 9900 | 0 | -855.9784 | 0.99
2016-09-09 23:00 | 179800 | 50 | -50 | 0 | 0 | 0 | 0 | 160.6667 | 0 | 0 | 0 | 160.6667 | 564.575 | -564.575 | 9900 | 0 | -570.5328 | 0.99
2016-09-10 | 179750 | 50 | -50 | 0 | 0 | 0 | 0 | 160.6667 | 0 | 0 | 0 | 160.6667 | 653.8625 | -653.8625 | 9900 | 0 | -564.575 | 0.99
2016-09-10 01:00 | 179700 | 50 | -16.6 | 33.4 | 0 | 33.4 | 93.3867 | 160.6667 | 160.6667 | 0 | 160.6667 | 0 | 345.0573 | -184.3907 | 9900 | 0 | -653.8625 | 0.99
2016-09-10 02:00 | 179683.4 | 50 | -16.6 | 33.4 | 0 | 33.4 | 93.3867 | 160.6667 | 160.6667 | 0 | 160.6667 | 0 | 172.6407 | -11.974 | 9900 | 0 | -184.3907 | 0.99
2016-09-10 03:00 | 179666.8 | 50 | -16.6 | 33.4 | 0 | 33.4 | 93.3867 | 160.6667 | 160.6667 | 0 | 160.6667 | 0 | 181.9328 | -21.2661 | 9900 | 0 | -11.974 | 0.99
2016-09-10 04:00 | 179650.2 | 50 | -50 | 0 | 0 | 0 | 0 | 160.6667 | 0 | 0 | 0 | 160.6667 | 429.0865 | -429.0865 | 9900 | 0 | -21.2661 | 0.99
2016-09-10 05:00 | 179600.2 | 50 | -16.6 | 33.4 | 0 | 33.4 | 93.3867 | 160.6667 | 160.6667 | 0 | 160.6667 | 0 | 303.9482 | -143.2816 | 9900 | 0 | -429.0865 | 0.99
2016-09-10 06:00 | 179583.6 | 50 | -16.6 | 33.4 | 0 | 33.4 | 93.3867 | 160.6667 | 160.6667 | 0 | 160.6667 | 2.8422e-14 | 416.9545 | -256.2879 | 9900 | 0 | -143.2816 | 0.99
2016-09-10 07:00 | 179567 | 50 | -50 | 0 | 0 | 0 | 0 | 160.6667 | 0 | 0 | 0 | 160.6667 | 815.2047 | -815.2047 | 9900 | 0 | -256.2879 | 0.99
2016-09-10 08:00 | 179517 | 50 | 150.4 | 200.4 | 0 | 200.4 | 560.32 | 1739.1453 | 964 | 0 | 964 | 775.1453 | 1739.1453 | -775.1453 | 9900 | 0 | -815.2047 | 0.99
2016-09-10 09:00 | 179667.4 | 50 | 150.4 | 200.4 | 0 | 200.4 | 560.32 | 2918.7465 | 964 | 0 | 964 | 1954.7465 | 2918.7465 | -1954.7465 | 9900 | 0 | -775.1453 | 0.99
2016-09-10 10:00 | 179817.8 | 50 | 150.4 | 200.4 | 0 | 200.4 | 560.32 | 3934.7593 | 964 | 0 | 964 | 2970.7593 | 3934.7593 | -2970.7593 | 9900 | 0 | -1954.7465 | 0.99
2016-09-10 11:00 | 179968.2 | 50 | 31.8 | 200.4 | 0 | 200.4 | 560.32 | 4662.1987 | 964 | 0 | 964 | 3698.1987 | 4662.1987 | -3698.1987 | 9900 | 0 | -2970.7593 | 0.99
2016-09-10 12:00 | 180000 | 50 | 0 | 200.4 | 118.6 | 200.4 | 560.32 | 5031.1375 | 393.489 | 570.511 | 393.489 | 4637.6485 | 5031.1375 | -4637.6485 | 9900 | 0 | -3698.1987 | 0.99
2016-09-10 13:00 | 180000 | 50 | 0 | 200.4 | 150.4 | 200.4 | 560.32 | 5111.601 | 240.519 | 723.481 | 240.519 | 4871.082 | 5111.601 | -4871.082 | 9900 | 0 | -4637.6485 | 0.99
2016-09-10 14:00 | 180000 | 50 | 0 | 200.4 | 150.4 | 200.4 | 560.32 | 4917.8967 | 240.519 | 723.481 | 240.519 | 4677.3778 | 4917.8967 | -4677.3778 | 9900 | 0 | -4871.082 | 0.99
2016-09-10 15:00 | 180000 | 50 | 0 | 200.4 | 150.4 | 200.4 | 560.32 | 4476.835 | 240.519 | 723.481 | 240.519 | 4236.3161 | 4476.835 | -4236.3161 | 9900 | 0 | -4677.3778 | 0.99
2016-09-10 16:00 | 180000 | 50 | 0 | 200.4 | 150.4 | 200.4 | 560.32 | 3779.146 | 240.519 | 723.481 | 240.519 | 3538.627 | 3779.146 | -3538.627 | 9900 | 0 | -4236.3161 | 0.99
2016-09-10 17:00 | 180000 | 50 | 0 | 200.4 | 150.4 | 200.4 | 560.32 | 2950.5021 | 240.519 | 723.481 | 240.519 | 2709.9831 | 2950.5021 | -2709.9831 | 9900 | 0 | -3538.627 | 0.99
2016-09-10 18:00 | 180000 | 50 | 0 | 200.4 | 150.4 | 200.4 | 560.32 | 1468.1645 | 240.519 | 723.481 | 240.519 | 1227.6455 | 1468.1645 | -1227.6455 | 9900 | 0 | -2709.9831 | 0.99
2016-09-10 19:00 | 180000 | 50 | -50 | 0 | 150.4 | 0 | 0 | 160.6667 | -723.481 | 723.481 | -723.481 | 884.1477 | 856.1601 | -1579.6412 | 9900 | 0 | -1227.6455 | 0.99
2016-09-10 20:00 | 179950 | 50 | -50 | 0 | 0 | 0 | 0 | 160.6667 | 0 | 0 | 0 | 160.6667 | 867.1861 | -867.1861 | 9900 | 0 | -1579.6412 | 0.99
2016-09-10 21:00 | 179900 | 50 | -50 | 0 | 0 | 0 | 0 | 160.6667 | 0 | 0 | 0 | 160.6667 | 864.5757 | -864.5757 | 9900 | 0 | -867.1861 | 0.99
2016-09-10 22:00 | 179850 | 50 | -50 | 0 | 0 | 0 | 0 | 160.6667 | 0 | 0 | 0 | 160.6667 | 891.8355 | -891.8355 | 9900 | 0 | -864.5757 | 0.99
2016-09-10 23:00 | 179800 | 50 | -50 | 0 | 0 | 0 | 0 | 160.6667 | 0 | 0 | 0 | 160.6667 | 769.2338 | -769.2338 | 9900 | 0 | -891.8355 | 0.99
2016-09-11 | 179750 | 50 | -50 | 0 | 0 | 0 | 0 | 160.6667 | 0 | 0 | 0 | 160.6667 | 803.8347 | -803.8347 | 9900 | 0 | -769.2338 | 0.99
2016-09-11 01:00 | 179700 | 50 | -50 | 0 | 0 | 0 | 0 | 160.6667 | 0 | 0 | 0 | 160.6667 | 701.8434 | -701.8434 | 9900 | 0 | -803.8347 | 0.99
2016-09-11 02:00 | 179650 | 50 | -50 | 0 | 0 | 0 | 0 | 160.6667 | 0 | 0 | 0 | 160.6667 | 689.3629 | -689.3629 | 9900 | 0 | -701.8434 | 0.99
2016-09-11 03:00 | 179600 | 50 | -50 | 0 | 0 | 0 | 0 | 160.6667 | 0 | 0 | 0 | 160.6667 | 821.6609 | -821.6609 | 9900 | 0 | -689.3629 | 0.99
2016-09-11 04:00 | 179550 | 50 | -50 | 0 | 0 | 0 | 0 | 160.6667 | 0 | 0 | 0 | 160.6667 | 776.7936 | -776.7936 | 9900 | 0 | -821.6609 | 0.99
2016-09-11 05:00 | 179500 | 50 | -50 | 0 | 0 | 0 | 0 | 160.6667 | 0 | 0 | 0 | 160.6667 | 585.9965 | -585.9965 | 9900 | 0 | -776.7936 | 0.99
2016-09-11 06:00 | 179450 | 50 | -50 | 0 | 0 | 0 | 0 | 160.6667 | 0 | 0 | 0 | 160.6667 | 553.2949 | -553.2949 | 9900 | 0 | -585.9965 | 0.99
2016-09-11 07:00 | 179400 | 50 | 150.4 | 200.4 | 0 | 200.4 | 560.32 | 1021.5524 | 964 | 0 | 964 | 57.5524 | 1021.5524 | -57.5524 | 9900 | 0 | -553.2949 | 0.99
2016-09-11 08:00 | 179550.4 | 50 | 150.4 | 200.4 | 0 | 200.4 | 560.32 | 2252.1891 | 964 | 0 | 964 | 1288.1891 | 2252.1891 | -1288.1891 | 9900 | 0 | -57.5524 | 0.99
2016-09-11 09:00 | 179700.8 | 50 | 150.4 | 200.4 | 0 | 200.4 | 560.32 | 3042.505 | 964 | 0 | 964 | 2078.505 | 3042.505 | -2078.505 | 9900 | 0 | -1288.1891 | 0.99
2016-09-11 10:00 | 179851.2 | 50 | 148.8 | 200.4 | 0 | 200.4 | 560.32 | 3832.6775 | 964 | 0 | 964 | 2868.6775 | 3832.6775 | -2868.6775 | 9900 | 0 | -2078.505 | 0.99
2016-09-11 11:00 | 180000 | 50 | 0 | 200.4 | 1.6 | 200.4 | 560.32 | 4468.7222 | 956.3034 | 7.6966 | 956.3034 | 3512.4188 | 4468.7222 | -3512.4188 | 9900 | 0 | -2868.6775 | 0.99
2016-09-11 12:00 | 180000 | 50 | 0 | 200.4 | 150.4 | 200.4 | 560.32 | 4808.2039 | 240.519 | 723.481 | 240.519 | 4567.6849 | 4808.2039 | -4567.6849 | 9900 | 0 | -3512.4188 | 0.99
2016-09-11 13:00 | 180000 | 50 | 0 | 200.4 | 150.4 | 200.4 | 560.32 | 4232.4712 | 240.519 | 723.481 | 240.519 | 3991.9522 | 4232.4712 | -3991.9522 | 9900 | 0 | -4567.6849 | 0.99
2016-09-11 14:00 | 180000 | 50 | 0 | 200.4 | 150.4 | 200.4 | 560.32 | 4780.1002 | 240.519 | 723.481 | 240.519 | 4539.5812 | 4780.1002 | -4539.5812 | 9900 | 0 | -3991.9522 | 0.99
2016-09-11 15:00 | 180000 | 50 | 0 | 200.4 | 150.4 | 200.4 | 560.32 | 4305.5129 | 240.519 | 723.481 | 240.519 | 4064.9939 | 4305.5129 | -4064.9939 | 9900 | 0 | -4539.5812 | 0.99
2016-09-11 16:00 | 180000 | 50 | 0 | 200.4 | 150.4 | 200.4 | 560.32 | 3673.8286 | 240.519 | 723.481 | 240.519 | 3433.3097 | 3673.8286 | -3433.3097 | 9900 | 0 | -4064.9939 | 0.99
2016-09-11 17:00 | 180000 | 50 | 0 | 200.4 | 150.4 | 200.4 | 560.32 | 2819.8248 | 240.519 | 723.481 | 240.519 | 2579.3058 | 2819.8248 | -2579.3058 | 9900 | 0 | -3433.3097 | 0.99
2016-09-11 18:00 | 180000 | 50 | 0 | 200.4 | 150.4 | 200.4 | 560.32 | 1804.2697 | 240.519 | 723.481 | 240.519 | 1563.7508 | 1804.2697 | -1563.7508 | 9900 | 0 | -2579.3058 | 0.99
2016-09-11 19:00 | 180000 | 50 | -50 | 0 | 150.4 | 0 | 0 | 160.6667 | -723.481 | 723.481 | -723.481 | 884.1477 | 693.0087 | -1416.4897 | 9900 | 0 | -1563.7508 | 0.99
2016-09-11 20:00 | 179950 | 50 | -50 | 0 | 0 | 0 | 0 | 160.6667 | 0 | 0 | 0 | 160.6667 | 706.3615 | -706.3615 | 9900 | 0 | -1416.4897 | 0.99
2016-09-11 21:00 | 179900 | 50 | -50 | 0 | 0 | 0 | 0 | 160.6667 | 0 | 0 | 0 | 160.6667 | 714.816 | -714.816 | 9900 | 0 | -706.3615 | 0.99
2016-09-11 22:00 | 179850 | 50 | -50 | 0 | 0 | 0 | 0 | 160.6667 | 0 | 0 | 0 | 160.6667 | 760.0858 | -760.0858 | 9900 | 0 | -714.816 | 0.99
2016-09-11 23:00 | 179800 | 50 | -50 | 0 | 0 | 0 | 0 | 160.6667 | 0 | 0 | 0 | 160.6667 | 854.8615 | -854.8615 | 9900 | 0 | -760.0858 | 0.99
2016-09-12 | 179750 | 50 | -50 | 0 | 0 | 0 | 0 | 160.6667 | 0 | 0 | 0 | 160.6667 | 826.1991 | -826.1991 | 9900 | 0 | -854.8615 | 0.99
2016-09-12 01:00 | 179700 | 50 | -50 | 0 | 0 | 0 | 0 | 160.6667 | 0 | 0 | 0 | 160.6667 | 756.2611 | -756.2611 | 9900 | 0 | -826.1991 | 0.99
2016-09-12 02:00 | 179650 | 50 | -50 | 0 | 0 | 0 | 0 | 160.6667 | 0 | 0 | 0 | 160.6667 | 528.8401 | -528.8401 | 9900 | 0 | -756.2611 | 0.99
2016-09-12 03:00 | 179600 | 50 | -16.6 | 33.4 | 0 | 33.4 | 93.3867 | 160.6667 | 160.6667 | 0 | 160.6667 | 0 | 325.2513 | -164.5846 | 9900 | 0 | -528.8401 | 0.99
2016-09-12 04:00 | 179583.4 | 50 | -16.6 | 33.4 | 0 | 33.4 | 93.3867 | 160.6667 | 160.6667 | 0 | 160.6667 | 0 | 330.0301 | -169.3634 | 9900 | 0 | -164.5846 | 0.99
2016-09-12 05:00 | 179566.8 | 50 | -16.6 | 33.4 | 0 | 33.4 | 93.3867 | 160.6667 | 160.6667 | 0 | 160.6667 | 0 | 222.5834 | -61.9168 | 9900 | 0 | -169.3634 | 0.99
2016-09-12 06:00 | 179550.2 | 50 | -16.6 | 33.4 | 0 | 33.4 | 93.3867 | 160.6667 | 160.6667 | 0 | 160.6667 | 0 | 372.2331 | -211.5664 | 9900 | 0 | -61.9168 | 0.99
2016-09-12 07:00 | 179533.6 | 50 | -50 | 0 | 0 | 0 | 0 | 160.6667 | 0 | 0 | 0 | 160.6667 | 913.1857 | -913.1857 | 9900 | 0 | -211.5664 | 0.99
2016-09-12 08:00 | 179483.6 | 50 | 150.4 | 200.4 | 0 | 200.4 | 560.32 | 2061.3433 | 964 | 0 | 964 | 1097.3433 | 2061.3433 | -1097.3433 | 9900 | 0 | -913.1857 | 0.99
2016-09-12 09:00 | 179634 | 50 | 150.4 | 200.4 | 0 | 200.4 | 560.32 | 2862.0297 | 964 | 0 | 964 | 1898.0297 | 2862.0297 | -1898.0297 | 9900 | 0 | -1097.3433 | 0.99
2016-09-12 10:00 | 179784.4 | 50 | 150.4 | 200.4 | 0 | 200.4 | 560.32 | 3802.9015 | 964 | 0 | 964 | 2838.9015 | 3802.9015 | -2838.9015 | 9900 | 0 | -1898.0297 | 0.99
2016-09-12 11:00 | 179934.8 | 50 | 65.2 | 200.4 | 0 | 200.4 | 560.32 | 3263.6673 | 964 | 0 | 964 | 2299.6673 | 3263.6673 | -2299.6673 | 9900 | 0 | -2838.9015 | 0.99
2016-09-12 12:00 | 180000 | 50 | 0 | 200.4 | 85.2 | 200.4 | 560.32 | 4402.1076 | 554.1557 | 409.8443 | 554.1557 | 3847.9519 | 4402.1076 | -3847.9519 | 9900 | 0 | -2299.6673 | 0.99
2016-09-12 13:00 | 180000 | 50 | 0 | 200.4 | 150.4 | 200.4 | 560.32 | 4508.5703 | 240.519 | 723.481 | 240.519 | 4268.0514 | 4508.5703 | -4268.0514 | 9900 | 0 | -3847.9519 | 0.99
2016-09-12 14:00 | 180000 | 50 | 0 | 200.4 | 150.4 | 200.4 | 560.32 | 4256.517 | 240.519 | 723.481 | 240.519 | 4015.998 | 4256.517 | -4015.998 | 9900 | 0 | -4268.0514 | 0.99
2016-09-12 15:00 | 180000 | 50 | 0 | 200.4 | 150.4 | 200.4 | 560.32 | 3783.2857 | 240.519 | 723.481 | 240.519 | 3542.7667 | 3783.2857 | -3542.7667 | 9900 | 0 | -4015.998 | 0.99
2016-09-12 16:00 | 180000 | 50 | 0 | 200.4 | 150.4 | 200.4 | 560.32 | 3271.5551 | 240.519 | 723.481 | 240.519 | 3031.0362 | 3271.5551 | -3031.0362 | 9900 | 0 | -3542.7667 | 0.99
2016-09-12 17:00 | 180000 | 50 | 0 | 200.4 | 150.4 | 200.4 | 560.32 | 2467.5266 | 240.519 | 723.481 | 240.519 | 2227.0077 | 2467.5266 | -2227.0077 | 9900 | 0 | -3031.0362 | 0.99
2016-09-12 18:00 | 180000 | 50 | 0 | 200.4 | 150.4 | 200.4 | 560.32 | 1481.0147 | 240.519 | 723.481 | 240.519 | 1240.4958 | 1481.0147 | -1240.4958 | 9900 | 0 | -2227.0077 | 0.99
2016-09-12 19:00 | 180000 | 50 | -50 | 0 | 150.4 | 0 | 0 | 160.6667 | -723.481 | 723.481 | -723.481 | 884.1477 | 745.9278 | -1469.4088 | 9900 | 0 | -1240.4958 | 0.99
2016-09-12 20:00 | 179950 | 50 | -50 | 0 | 0 | 0 | 0 | 160.6667 | 0 | 0 | 0 | 160.6667 | 831.7316 | -831.7316 | 9900 | 0 | -1469.4088 | 0.99
2016-09-12 21:00 | 179900 | 50 | -50 | 0 | 0 | 0 | 0 | 160.6667 | 0 | 0 | 0 | 160.6667 | 709.0901 | -709.0901 | 9900 | 0 | -831.7316 | 0.99
2016-09-12 22:00 | 179850 | 50 | -50 | 0 | 0 | 0 | 0 | 160.6667 | 0 | 0 | 0 | 160.6667 | 616.2887 | -616.2887 | 9900 | 0 | -709.0901 | 0.99
2016-09-12 23:00 | 179800 | 50 | -50 | 0 | 0 | 0 | 0 | 160.6667 | 0 | 0 | 0 | 160.6667 | 612.3697 | -612.3697 | 9900 | 0 | -616.2887 | 0.99
2016-09-13 | 179750 | 50 | -50 | 0 | 0 | 0 | 0 | 160.6667 | 0 | 0 | 0 | 160.6667 | 548.4227 | -548.4227 | 9900 | 0 | -612.3697 | 0.99
2016-09-13 01:00 | 179700 | 50 | -50 | 0 | 0 | 0 | 0 | 160.6667 | 0 | 0 | 0 | 160.6667 | 635.7508 | -635.7508 | 9900 | 0 | -548.4227 | 0.99
2016-09-13 02:00 | 179650 | 50 | -50 | 0 | 0 | 0 | 0 | 160.6667 | 0 | 0 | 0 | 160.6667 | 794.4408 | -794.4408 | 9900 | 0 | -635.7508 | 0.99
2016-09-13 03:00 | 179600 | 50 | -50 | 0 | 0 | 0 | 0 | 160.6667 | 0 | 0 | 0 | 160.6667 | 826.1991 | -826.1991 | 9900 | 0 | -794.4408 | 0.99
2016-09-13 04:00 | 179550 | 50 | -50 | 0 | 0 | 0 | 0 | 160.6667 | 0 | 0 | 0 | 160.6667 | 837.0173 | -837.0173 | 9900 | 0 | -826.1991 | 0.99
2016-09-13 05:00 | 179500 | 50 | -50 | 0 | 0 | 0 | 0 | 160.6667 | 0 | 0 | 0 | 160.6667 | 828.7835 | -828.7835 | 9900 | 0 | -837.0173 | 0.99
2016-09-13 06:00 | 179450 | 50 | -50 | 0 | 0 | 0 | 0 | 160.6667 | 0 | 0 | 0 | 160.6667 | 929.145 | -929.145 | 9900 | 0 | -828.7835 | 0.99
2016-09-13 07:00 | 179400 | 50 | 150.4 | 200.4 | 0 | 200.4 | 560.32 | 1186.39 | 964 | 0 | 964 | 222.39 | 1186.39 | -222.39 | 9900 | 0 | -929.145 | 0.99
2016-09-13 08:00 | 179550.4 | 50 | 150.4 | 200.4 | 0 | 200.4 | 560.32 | 1976.532 | 964 | 0 | 964 | 1012.532 | 1976.532 | -1012.532 | 9900 | 0 | -222.39 | 0.99
2016-09-13 09:00 | 179700.8 | 50 | 150.4 | 200.4 | 0 | 200.4 | 560.32 | 2820.9312 | 964 | 0 | 964 | 1856.9312 | 2820.9312 | -1856.9312 | 9900 | 0 | -1012.532 | 0.99
2016-09-13 10:00 | 179851.2 | 50 | 148.8 | 200.4 | 0 | 200.4 | 560.32 | 3822.9701 | 964 | 0 | 964 | 2858.9701 | 3822.9701 | -2858.9701 | 9900 | 0 | -1856.9312 | 0.99
2016-09-13 11:00 | 180000 | 50 | 0 | 200.4 | 1.6 | 200.4 | 560.32 | 4297.4322 | 956.3034 | 7.6966 | 956.3034 | 3341.1288 | 4297.4322 | -3341.1288 | 9900 | 0 | -2858.9701 | 0.99
2016-09-13 12:00 | 180000 | 50 | 0 | 200.4 | 150.4 | 200.4 | 560.32 | 4333.0742 | 240.519 | 723.481 | 240.519 | 4092.5553 | 4333.0742 | -4092.5553 | 9900 | 0 | -3341.1288 | 0.99
2016-09-13 13:00 | 180000 | 50 | 0 | 200.4 | 150.4 | 200.4 | 560.32 | 4471.1956 | 240.519 | 723.481 | 240.519 | 4230.6767 | 4471.1956 | -4230.6767 | 9900 | 0 | -4092.5553 | 0.99
2016-09-13 14:00 | 180000 | 50 | 0 | 200.4 | 150.4 | 200.4 | 560.32 | 4457.8389 | 240.519 | 723.481 | 240.519 | 4217.32 | 4457.8389 | -4217.32 | 9900 | 0 | -4230.6767 | 0.99
2016-09-13 15:00 | 180000 | 50 | 0 | 200.4 | 150.4 | 200.4 | 560.32 | 4226.3946 | 240.519 | 723.481 | 240.519 | 3985.8756 | 4226.3946 | -3985.8756 | 9900 | 0 | -4217.32 | 0.99
2016-09-13 16:00 | 180000 | 50 | 0 | 200.4 | 150.4 | 200.4 | 560.32 | 3673.2371 | 240.519 | 723.481 | 240.519 | 3432.7181 | 3673.2371 | -3432.7181 | 9900 | 0 | -3985.8756 | 0.99
2016-09-13 17:00 | 180000 | 50 | 0 | 200.4 | 150.4 | 200.4 | 560.32 | 2858.0054 | 240.519 | 723.481 | 240.519 | 2617.4864 | 2858.0054 | -2617.4864 | 9900 | 0 | -3432.7181 | 0.99
2016-09-13 18:00 | 180000 | 50 | 0 | 200.4 | 150.4 | 200.4 | 560.32 | 1922.8798 | 240.519 | 723.481 | 240.519 | 1682.3609 | 1922.8798 | -1682.3609 | 9900 | 0 | -2617.4864 | 0.99
2016-09-13 19:00 | 180000 | 50 | 0 | 200.4 | 150.4 | 200.4 | 560.32 | 996.899 | 240.519 | 723.481 | 240.519 | 756.38 | 996.899 | -756.38 | 9900 | 0 | -1682.3609 | 0.99
2016-09-13 20:00 | 180000 | 50 | 0 | 200.4 | 150.4 | 200.4 | 560.32 | 1000 | 240.519 | 723.481 | 240.519 | 759.481 | 1000 | -759.481 | 9900 | 0 | -756.38 | 0.99
2016-09-13 21:00 | 180000 | 50 | 0 | 200.4 | 150.4 | 200.4 | 560.32 | 1000 | 240.519 | 723.481 | 240.519 | 759.481 | 1000 | -759.481 | 9900 | 0 | -759.481 | 0.99
2016-09-13 22:00 | 180000 | 50 | 0 | 200.4 | 150.4 | 200.4 | 560.32 | 1000 | 240.519 | 723.481 | 240.519 | 759.481 | 1000 | -759.481 | 9900 | 0 | -759.481 | 0.99
2016-09-13 23:00 | 180000 | 50 | 0 | 200.4 | 150.4 | 200.4 | 560.32 | 1000 | 240.519 | 723.481 | 240.519 | 759.481 | 1000 | -759.481 | 9900 | 0 | -759.481 | 0.99
2016-09-14 | 180000 | 50 | 0 | 200.4 | 150.4 | 200.4 | 560.32 | 1000 | 240.519 | 723.481 | 240.519 | 759.481 | 1000 | -759.481 | 9900 | 0 | -759.481 | 0.99
2016-09-14 01:00 | 180000 | 50 | 0 | 200.4 | 150.4 | 200.4 | 560.32 | 1000 | 240.519 | 723.481 | 240.519 | 759.481 | 1000 | -759.481 | 9900 | 0 | -759.481 | 0.99
2016-09-14 02:00 | 180000 | 50 | 0 | 200.4 | 150.4 | 200.4 | 560.32 | 1000 | 240.519 | 723.481 | 240.519 | 759.481 | 1000 | -759.481 | 9900 | 0 | -759.481 | 0.99
2016-09-14 03:00 | 180000 | 50 | 0 | 200.4 | 150.4 | 200.4 | 560.32 | 1000 | 240.519 | 723.481 | 240.519 | 759.481 | 1000 | -759.481 | 9900 | 0 | -759.481 | 0.99
2016-09-14 04:00 | 180000 | 50 | 0 | 200.4 | 150.4 | 200.4 | 560.32 | 1000 | 240.519 | 723.481 | 240.519 | 759.481 | 1000 | -759.481 | 9900 | 0 | -759.481 | 0.99
2016-09-14 05:00 | 180000 | 50 | 0 | 200.4 | 150.4 | 200.4 | 560.32 | 1000 | 240.519 | 723.481 | 240.519 | 759.481 | 1000 | -759.481 | 9900 | 0 | -759.481 | 0.99
2016-09-14 06:00 | 180000 | 50 | 0 | 200.4 | 150.4 | 200.4 | 560.32 | 1000 | 240.519 | 723.481 | 240.519 | 759.481 | 1000 | -759.481 | 9900 | 0 | -759.481 | 0.99
2016-09-14 07:00 | 180000 | 50 | 0 | 200.4 | 150.4 | 200.4 | 560.32 | 1346.0945 | 240.519 | 723.481 | 240.519 | 1105.5756 | 1346.0945 | -1105.5756 | 9900 | 0 | -759.481 | 0.99
2016-09-14 08:00 | 180000 | 50 | 0 | 200.4 | 150.4 | 200.4 | 560.32 | 2361.9331 | 240.519 | 723.481 | 240.519 | 2121.4142 | 2361.9331 | -2121.4142 | 9900 | 0 | -1105.5756 | 0.99
2016-09-14 09:00 | 180000 | 50 | 0 | 200.4 | 150.4 | 200.4 | 560.32 | 3292.1637 | 240.519 | 723.481 | 240.519 | 3051.6447 | 3292.1637 | -3051.6447 | 9900 | 0 | -2121.4142 | 0.99
2016-09-14 10:00 | 180000 | 50 | 0 | 200.4 | 150.4 | 200.4 | 560.32 | 4073.018 | 240.519 | 723.481 | 240.519 | 3832.4991 | 4073.018 | -3832.4991 | 9900 | 0 | -3051.6447 | 0.99
2016-09-14 11:00 | 180000 | 50 | 0 | 200.4 | 150.4 | 200.4 | 560.32 | 4652.0841 | 240.519 | 723.481 | 240.519 | 4411.5652 | 4652.0841 | -4411.5652 | 9900 | 0 | -3832.4991 | 0.99
2016-09-14 12:00 | 180000 | 50 | 0 | 200.4 | 150.4 | 200.4 | 560.32 | 4990.6921 | 240.519 | 723.481 | 240.519 | 4750.1731 | 4990.6921 | -4750.1731 | 9900 | 0 | -4411.5652 | 0.99
2016-09-14 13:00 | 180000 | 50 | 0 | 200.4 | 150.4 | 200.4 | 560.32 | 5064.5925 | 240.519 | 723.481 | 240.519 | 4824.0736 | 5064.5925 | -4824.0736 | 9900 | 0 | -4750.1731 | 0.99
2016-09-14 14:00 | 180000 | 50 | 0 | 200.4 | 150.4 | 200.4 | 560.32 | 4865.8085 | 240.519 | 723.481 | 240.519 | 4625.2896 | 4865.8085 | -4625.2896 | 9900 | 0 | -4824.0736 | 0.99
2016-09-14 15:00 | 180000 | 50 | 0 | 200.4 | 150.4 | 200.4 | 560.32 | 4415.7164 | 240.519 | 723.481 | 240.519 | 4175.1974 | 4415.7164 | -4175.1974 | 9900 | 0 | -4625.2896 | 0.99
2016-09-14 16:00 | 180000 | 50 | 0 | 200.4 | 150.4 | 200.4 | 560.32 | 2346.7925 | 240.519 | 723.481 | 240.519 | 2106.2735 | 2346.7925 | -2106.2735 | 9900 | 0 | -4175.1974 | 0.99
2016-09-14 17:00 | 180000 | 50 | 0 | 200.4 | 150.4 | 200.4 | 560.32 | 2818.4448 | 240.519 | 723.481 | 240.519 | 2577.9258 | 2818.4448 | -2577.9258 | 9900 | 0 | -2106.2735 | 0.99
2016-09-14 18:00 | 180000 | 50 | 0 | 200.4 | 150.4 | 200.4 | 560.32 | 1900.1977 | 240.519 | 723.481 | 240.519 | 1659.6787 | 1900.1977 | -1659.6787 | 9900 | 0 | -2577.9258 | 0.99
2016-09-14 19:00 | 180000 | 50 | 0 | 200.4 | 150.4 | 200.4 | 560.32 | 1000 | 240.519 | 723.481 | 240.519 | 759.481 | 1000 | -759.481 | 9900 | 0 | -1659.6787 | 0.99
2016-09-14 20:00 | 180000 | 50 | 0 | 200.4 | 150.4 | 200.4 | 560.32 | 1000 | 240.519 | 723.481 | 240.519 | 759.481 | 1000 | -759.481 | 9900 | 0 | -759.481 | 0.99
2016-09-14 21:00 | 180000 | 50 | 0 | 200.4 | 150.4 | 200.4 | 560.32 | 1000 | 240.519 | 723.481 | 240.519 | 759.481 | 1000 | -759.481 | 9900 | 0 | -759.481 | 0.99
2016-09-14 22:00 | 180000 | 50 | 0 | 200.4 | 150.4 | 200.4 | 560.32 | 982.868 | 240.519 | 723.481 | 240.519 | 742.349 | 982.868 | -742.349 | 9900 | 0 | -759.481 | 0.99
2016-09-14 23:00 | 180000 | 50 | 0 | 200.4 | 150.4 | 200.4 | 560.32 | 991.8377 | 240.519 | 723.481 | 240.519 | 751.3187 | 991.8377 | -751.3187 | 9900 | 0 | -742.349 | 0.99
2016-09-15 | 180000 | 50 | 0 | 200.4 | 150.4 | 200.4 | 560.32 | 999.5014 | 240.519 | 723.481 | 240.519 | 758.9825 | 999.5014 | -758.9825 | 9900 | 0 | -751.3187 | 0.99
2016-09-15 01:00 | 180000 | 50 | 0 | 200.4 | 150.4 | 200.4 | 560.32 | 1000 | 240.519 | 723.481 | 240.519 | 759.481 | 1000 | -759.481 | 9900 | 0 | -758.9825 | 0.99
2016-09-15 02:00 | 180000 | 50 | 0 | 200.4 | 150.4 | 200.4 | 560.32 | 1000 | 240.519 | 723.481 | 240.519 | 759.481 | 1000 | -759.481 | 9900 | 0 | -759.481 | 0.99
2016-09-15 03:00 | 180000 | 50 | 0 | 200.4 | 150.4 | 200.4 | 560.32 | 992.3579 | 240.519 | 723.481 | 240.519 | 751.8389 | 992.3579 | -751.8389 | 9900 | 0 | -759.481 | 0.99
2016-09-15 04:00 | 180000 | 50 | -50 | 0 | 150.4 | 0 | 0 | 160.6667 | -723.481 | 723.481 | -723.481 | 884.1477 | 925.0649 | -1648.546 | 9900 | 0 | -751.8389 | 0.99
2016-09-15 05:00 | 179950 | 50 | -50 | 0 | 0 | 0 | 0 | 160.6667 | 0 | 0 | 0 | 160.6667 | 915.0649 | -915.0649 | 9900 | 0 | -1648.546 | 0.99
2016-09-15 06:00 | 179900 | 50 | -50 | 0 | 0 | 0 | 0 | 160.6667 | 0 | 0 | 0 | 160.6667 | 903.5931 | -903.5931 | 9900 | 0 | -915.0649 | 0.99
2016-09-15 07:00 | 179850 | 50 | 150 | 200.4 | 0 | 200.4 | 560.32 | 1310.9528 | 964 | 0 | 964 | 346.9528 | 1310.9528 | -346.9528 | 9900 | 0 | -903.5931 | 0.99
2016-09-15 08:00 | 180000 | 50 | 0 | 200.4 | 0.4 | 200.4 | 560.32 | 2334.282 | 962.0758 | 1.9242 | 962.0758 | 1372.2062 | 2334.282 | -1372.2062 | 9900 | 0 | -346.9528 | 0.99
2016-09-15 09:00 | 180000 | 50 | 0 | 200.4 | 150.4 | 200.4 | 560.32 | 3283.2521 | 240.519 | 723.481 | 240.519 | 3042.7331 | 3283.2521 | -3042.7331 | 9900 | 0 | -1372.2062 | 0.99
2016-09-15 10:00 | 180000 | 50 | 0 | 200.4 | 150.4 | 200.4 | 560.32 | 4065.112 | 240.519 | 723.481 | 240.519 | 3824.593 | 4065.112 | -3824.593 | 9900 | 0 | -3042.7331 | 0.99
2016-09-15 11:00 | 180000 | 50 | 0 | 200.4 | 150.4 | 200.4 | 560.32 | 4643.3749 | 240.519 | 723.481 | 240.519 | 4402.8559 | 4643.3749 | -4402.8559 | 9900 | 0 | -3824.593 | 0.99
2016-09-15 12:00 | 180000 | 50 | 0 | 200.4 | 150.4 | 200.4 | 560.32 | 4979.7745 | 240.519 | 723.481 | 240.519 | 4739.2556 | 4979.7745 | -4739.2556 | 9900 | 0 | -4402.8559 | 0.99
2016-09-15 13:00 | 180000 | 50 | 0 | 200.4 | 150.4 | 200.4 | 560.32 | 5051.3859 | 240.519 | 723.481 | 240.519 | 4810.8669 | 5051.3859 | -4810.8669 | 9900 | 0 | -4739.2556 | 0.99
2016-09-15 14:00 | 180000 | 50 | 0 | 200.4 | 150.4 | 200.4 | 560.32 | 4849.4399 | 240.519 | 723.481 | 240.519 | 4608.9209 | 4849.4399 | -4608.9209 | 9900 | 0 | -4810.8669 | 0.99
2016-09-15 15:00 | 180000 | 50 | 0 | 200.4 | 150.4 | 200.4 | 560.32 | 4392.8926 | 240.519 | 723.481 | 240.519 | 4152.3737 | 4392.8926 | -4152.3737 | 9900 | 0 | -4608.9209 | 0.99
2016-09-15 16:00 | 180000 | 50 | 0 | 200.4 | 150.4 | 200.4 | 560.32 | 3715.6204 | 240.519 | 723.481 | 240.519 | 3475.1014 | 3715.6204 | -3475.1014 | 9900 | 0 | -4152.3737 | 0.99
2016-09-15 17:00 | 180000 | 50 | 0 | 200.4 | 150.4 | 200.4 | 560.32 | 2857.6397 | 240.519 | 723.481 | 240.519 | 2617.1208 | 2857.6397 | -2617.1208 | 9900 | 0 | -3475.1014 | 0.99
2016-09-15 18:00 | 180000 | 50 | 0 | 200.4 | 150.4 | 200.4 | 560.32 | 1881.9493 | 240.519 | 723.481 | 240.519 | 1641.4303 | 1881.9493 | -1641.4303 | 9900 | 0 | -2617.1208 | 0.99
2016-09-15 19:00 | 180000 | 50 | 0 | 200.4 | 150.4 | 200.4 | 560.32 | 1000 | 240.519 | 723.481 | 240.519 | 759.481 | 1000 | -759.481 | 9900 | 0 | -1641.4303 | 0.99
2016-09-15 20:00 | 180000 | 50 | 0 | 200.4 | 150.4 | 200.4 | 560.32 | 1000 | 240.519 | 723.481 | 240.519 | 759.481 | 1000 | -759.481 | 9900 | 0 | -759.481 | 0.99
2016-09-15 21:00 | 180000 | 50 | 0 | 200.4 | 150.4 | 200.4 | 560.32 | 1000 | 240.519 | 723.481 | 240.519 | 759.481 | 1000 | -759.481 | 9900 | 0 | -759.481 | 0.99
2016-09-15 22:00 | 180000 | 50 | 0 | 200.4 | 150.4 | 200.4 | 560.32 | 1000 | 240.519 | 723.481 | 240.519 | 759.481 | 1000 | -759.481 | 9900 | 0 | -759.481 | 0.99
2016-09-15 23:00 | 180000 | 50 | 0 | 200.4 | 150.4 | 200.4 | 560.32 | 1000 | 240.519 | 723.481 | 240.519 | 759.481 | 1000 | -759.481 | 9900 | 0 | -759.481 | 0.99
2016-09-16 | 180000 | 50 | 0 | 200.4 | 150.4 | 200.4 | 560.32 | 1000 | 240.519 | 723.481 | 240.519 | 759.481 | 1000 | -759.481 | 9900 | 0 | -759.481 | 0.99
2016-09-16 01:00 | 180000 | 50 | 0 | 200.4 | 150.4 | 200.4 | 560.32 | 1000 | 240.519 | 723.481 | 240.519 | 759.481 | 1000 | -759.481 | 9900 | 0 | -759.481 | 0.99
2016-09-16 02:00 | 180000 | 50 | 0 | 200.4 | 150.4 | 200.4 | 560.32 | 1000 | 240.519 | 723.481 | 240.519 | 759.481 | 1000 | -759.481 | 9900 | 0 | -759.481 | 0.99
2016-09-16 03:00 | 180000 | 50 | 0 | 200.4 | 150.4 | 200.4 | 560.32 | 1000 | 240.519 | 723.481 | 240.519 | 759.481 | 1000 | -759.481 | 9900 | 0 | -759.481 | 0.99
2016-09-16 04:00 | 180000 | 50 | 0 | 200.4 | 150.4 | 200.4 | 560.32 | 991.2165 | 240.519 | 723.481 | 240.519 | 750.6975 | 991.2165 | -750.6975 | 9900 | 0 | -759.481 | 0.99
2016-09-16 05:00 | 180000 | 50 | 0 | 200.4 | 150.4 | 200.4 | 560.32 | 970.7215 | 240.519 | 723.481 | 240.519 | 730.2025 | 970.7215 | -730.2025 | 9900 | 0 | -750.6975 | 0.99
2016-09-16 06:00 | 180000 | 50 | 0 | 200.4 | 150.4 | 200.4 | 560.32 | 996.2879 | 240.519 | 723.481 | 240.519 | 755.7689 | 996.2879 | -755.7689 | 9900 | 0 | -730.2025 | 0.99
2016-09-16 07:00 | 180000 | 50 | 0 | 200.4 | 150.4 | 200.4 | 560.32 | 1318.2304 | 240.519 | 723.481 | 240.519 | 1077.7114 | 1318.2304 | -1077.7114 | 9900 | 0 | -755.7689 | 0.99
2016-09-16 08:00 | 180000 | 50 | 0 | 200.4 | 150.4 | 200.4 | 560.32 | 1528.3926 | 240.519 | 723.481 | 240.519 | 1287.8737 | 1528.3926 | -1287.8737 | 9900 | 0 | -1077.7114 | 0.99
2016-09-16 09:00 | 180000 | 50 | 0 | 200.4 | 150.4 | 200.4 | 560.32 | 3213.1863 | 240.519 | 723.481 | 240.519 | 2972.6674 | 3213.1863 | -2972.6674 | 9900 | 0 | -1287.8737 | 0.99
2016-09-16 10:00 | 180000 | 50 | 0 | 200.4 | 150.4 | 200.4 | 560.32 | 4001.0087 | 240.519 | 723.481 | 240.519 | 3760.4898 | 4001.0087 | -3760.4898 | 9900 | 0 | -2972.6674 | 0.99
2016-09-16 11:00 | 180000 | 50 | 0 | 200.4 | 150.4 | 200.4 | 560.32 | 4502.4525 | 240.519 | 723.481 | 240.519 | 4261.9336 | 4502.4525 | -4261.9336 | 9900 | 0 | -3760.4898 | 0.99
2016-09-16 12:00 | 180000 | 50 | 0 | 200.4 | 150.4 | 200.4 | 560.32 | 4930.316 | 240.519 | 723.481 | 240.519 | 4689.797 | 4930.316 | -4689.797 | 9900 | 0 | -4261.9336 | 0.99
2016-09-16 13:00 | 180000 | 50 | 0 | 200.4 | 150.4 | 200.4 | 560.32 | 4933.9736 | 240.519 | 723.481 | 240.519 | 4693.4546 | 4933.9736 | -4693.4546 | 9900 | 0 | -4689.797 | 0.99
2016-09-16 14:00 | 180000 | 50 | 0 | 200.4 | 150.4 | 200.4 | 560.32 | 3734.2668 | 240.519 | 723.481 | 240.519 | 3493.7478 | 3734.2668 | -3493.7478 | 9900 | 0 | -4693.4546 | 0.99
2016-09-16 15:00 | 180000 | 50 | 0 | 200.4 | 150.4 | 200.4 | 560.32 | 4175.122 | 240.519 | 723.481 | 240.519 | 3934.6031 | 4175.122 | -3934.6031 | 9900 | 0 | -3493.7478 | 0.99
2016-09-16 16:00 | 180000 | 50 | 0 | 200.4 | 150.4 | 200.4 | 560.32 | 2726.3394 | 240.519 | 723.481 | 240.519 | 2485.8204 | 2726.3394 | -2485.8204 | 9900 | 0 | -3934.6031 | 0.99
2016-09-16 17:00 | 180000 | 50 | 0 | 200.4 | 150.4 | 200.4 | 560.32 | 2222.6198 | 240.519 | 723.481 | 240.519 | 1982.1009 | 2222.6198 | -1982.1009 | 9900 | 0 | -2485.8204 | 0.99
2016-09-16 18:00 | 180000 | 50 | 0 | 200.4 | 150.4 | 200.4 | 560.32 | 1764.1416 | 240.519 | 723.481 | 240.519 | 1523.6226 | 1764.1416 | -1523.6226 | 9900 | 0 | -1982.1009 | 0.99
2016-09-16 19:00 | 180000 | 50 | -50 | 0 | 150.4 | 0 | 0 | 160.6667 | -723.481 | 723.481 | -723.481 | 884.1477 | 857.1602 | -1580.6412 | 9900 | 0 | -1523.6226 | 0.99
2016-09-16 20:00 | 179950 | 50 | -50 | 0 | 0 | 0 | 0 | 160.6667 | 0 | 0 | 0 | 160.6667 | 923.9069 | -923.9069 | 9900 | 0 | -1580.6412 | 0.99
2016-09-16 21:00 | 179900 | 50 | -50 | 0 | 0 | 0 | 0 | 160.6667 | 0 | 0 | 0 | 160.6667 | 962.8463 | -962.8463 | 9900 | 0 | -923.9069 | 0.99
2016-09-16 22:00 | 179850 | 50 | -50 | 0 | 0 | 0 | 0 | 160.6667 | 0 | 0 | 0 | 160.6667 | 936.2446 | -936.2446 | 9900 | 0 | -962.8463 | 0.99
2016-09-16 23:00 | 179800 | 50 | -50 | 0 | 0 | 0 | 0 | 160.6667 | 0 | 0 | 0 | 160.6667 | 947.3918 | -947.3918 | 9900 | 0 | -936.2446 | 0.99
2016-09-17 | 179750 | 50 | -50 | 0 | 0 | 0 | 0 | 160.6667 | 0 | 0 | 0 | 160.6667 | 920.4545 | -920.4545 | 9900 | 0 | -947.3918 | 0.99
2016-09-17 01:00 | 179700 | 50 | -50 | 0 | 0 | 0 | 0 | 160.6667 | 0 | 0 | 0 | 160.6667 | 861.7056 | -861.7056 | 9900 | 0 | -920.4545 | 0.99
2016-09-17 02:00 | 179650 | 50 | -50 | 0 | 0 | 0 | 0 | 160.6667 | 0 | 0 | 0 | 160.6667 | 754.1811 | -754.1811 | 9900 | 0 | -861.7056 | 0.99
2016-09-17 03:00 | 179600 | 50 | -50 | 0 | 0 | 0 | 0 | 160.6667 | 0 | 0 | 0 | 160.6667 | 706.6299 | -706.6299 | 9900 | 0 | -754.1811 | 0.99
2016-09-17 04:00 | 179550 | 50 | -50 | 0 | 0 | 0 | 0 | 160.6667 | 0 | 0 | 0 | 160.6667 | 688.9156 | -688.9156 | 9900 | 0 | -706.6299 | 0.99
2016-09-17 05:00 | 179500 | 50 | -50 | 0 | 0 | 0 | 0 | 160.6667 | 0 | 0 | 0 | 160.6667 | 743.0649 | -743.0649 | 9900 | 0 | -688.9156 | 0.99
2016-09-17 06:00 | 179450 | 50 | -50 | 0 | 0 | 0 | 0 | 160.6667 | 0 | 0 | 0 | 160.6667 | 785.4943 | -785.4943 | 9900 | 0 | -743.0649 | 0.99
2016-09-17 07:00 | 179400 | 50 | 150.4 | 200.4 | 0 | 200.4 | 560.32 | 1007.2183 | 964 | 0 | 964 | 43.2183 | 1007.2183 | -43.2183 | 9900 | 0 | -785.4943 | 0.99
2016-09-17 08:00 | 179550.4 | 50 | 150.4 | 200.4 | 0 | 200.4 | 560.32 | 1932.9011 | 964 | 0 | 964 | 968.9011 | 1932.9011 | -968.9011 | 9900 | 0 | -43.2183 | 0.99
2016-09-17 09:00 | 179700.8 | 50 | 150.4 | 200.4 | 0 | 200.4 | 560.32 | 2791.5141 | 964 | 0 | 964 | 1827.5141 | 2791.5141 | -1827.5141 | 9900 | 0 | -968.9011 | 0.99
2016-09-17 10:00 | 179851.2 | 50 | 148.8 | 200.4 | 0 | 200.4 | 560.32 | 3532.5703 | 964 | 0 | 964 | 2568.5703 | 3532.5703 | -2568.5703 | 9900 | 0 | -1827.5141 | 0.99
2016-09-17 11:00 | 180000 | 50 | 0 | 200.4 | 1.6 | 200.4 | 560.32 | 4167.5421 | 956.3034 | 7.6966 | 956.3034 | 3211.2387 | 4167.5421 | -3211.2387 | 9900 | 0 | -2568.5703 | 0.99
2016-09-17 12:00 | 180000 | 50 | 0 | 200.4 | 150.4 | 200.4 | 560.32 | 4765.1412 | 240.519 | 723.481 | 240.519 | 4524.6222 | 4765.1412 | -4524.6222 | 9900 | 0 | -3211.2387 | 0.99
2016-09-17 13:00 | 180000 | 50 | 0 | 200.4 | 150.4 | 200.4 | 560.32 | 4742.5224 | 240.519 | 723.481 | 240.519 | 4502.0034 | 4742.5224 | -4502.0034 | 9900 | 0 | -4524.6222 | 0.99
2016-09-17 14:00 | 180000 | 50 | 0 | 200.4 | 150.4 | 200.4 | 560.32 | 4666.4005 | 240.519 | 723.481 | 240.519 | 4425.8816 | 4666.4005 | -4425.8816 | 9900 | 0 | -4502.0034 | 0.99
2016-09-17 15:00 | 180000 | 50 | 0 | 200.4 | 150.4 | 200.4 | 560.32 | 4258.9768 | 240.519 | 723.481 | 240.519 | 4018.4578 | 4258.9768 | -4018.4578 | 9900 | 0 | -4425.8816 | 0.99
2016-09-17 16:00 | 180000 | 50 | 0 | 200.4 | 150.4 | 200.4 | 560.32 | 2249.4325 | 240.519 | 723.481 | 240.519 | 2008.9135 | 2249.4325 | -2008.9135 | 9900 | 0 | -4018.4578 | 0.99
2016-09-17 17:00 | 180000 | 50 | 0 | 200.4 | 150.4 | 200.4 | 560.32 | 2654.0171 | 240.519 | 723.481 | 240.519 | 2413.4981 | 2654.0171 | -2413.4981 | 9900 | 0 | -2008.9135 | 0.99
2016-09-17 18:00 | 180000 | 50 | 0 | 200.4 | 150.4 | 200.4 | 560.32 | 1667.7674 | 240.519 | 723.481 | 240.519 | 1427.2485 | 1667.7674 | -1427.2485 | 9900 | 0 | -2413.4981 | 0.99
2016-09-17 19:00 | 180000 | 50 | -50 | 0 | 150.4 | 0 | 0 | 160.6667 | -723.481 | 723.481 | -723.481 | 884.1477 | 753.622 | -1477.103 | 9900 | 0 | -1427.2485 | 0.99
2016-09-17 20:00 | 179950 | 50 | -50 | 0 | 0 | 0 | 0 | 160.6667 | 0 | 0 | 0 | 160.6667 | 700.5909 | -700.5909 | 9900 | 0 | -1477.103 | 0.99
2016-09-17 21:00 | 179900 | 50 | -50 | 0 | 0 | 0 | 0 | 160.6667 | 0 | 0 | 0 | 160.6667 | 587.3204 | -587.3204 | 9900 | 0 | -700.5909 | 0.99
2016-09-17 22:00 | 179850 | 50 | -50 | 0 | 0 | 0 | 0 | 160.6667 | 0 | 0 | 0 | 160.6667 | 517.8547 | -517.8547 | 9900 | 0 | -587.3204 | 0.99
2016-09-17 23:00 | 179800 | 50 | -50 | 0 | 0 | 0 | 0 | 160.6667 | 0 | 0 | 0 | 160.6667 | 423.8325 | -423.8325 | 9900 | 0 | -517.8547 | 0.99
2016-09-18 | 179750 | 50 | -16.6 | 33.4 | 0 | 33.4 | 93.3867 | 160.6667 | 160.6667 | 0 | 160.6667 | 0 | 260.8371 | -100.1705 | 9900 | 0 | -423.8325 | 0.99
2016-09-18 01:00 | 179733.4 | 50 | -16.6 | 33.4 | 0 | 33.4 | 93.3867 | 160.6667 | 160.6667 | 0 | 160.6667 | 0 | 186.319 | -25.6524 | 9900 | 0 | -100.1705 | 0.99
2016-09-18 02:00 | 179716.8 | 50 | -16.6 | 33.4 | 0 | 33.4 | 93.3867 | 160.6667 | 160.6667 | 0 | 160.6667 | 0 | 80.0894 | 80.5772 | 9900 | 0 | -25.6524 | 0.99
2016-09-18 03:00 | 179700.2 | 50 | -16.6 | 33.4 | 0 | 33.4 | 93.3867 | 160.6667 | 160.6667 | 0 | 160.6667 | 0 | 94.8463 | 65.8203 | 9827.4805 | 80.5772 | 0 | 0.98275
2016-09-18 04:00 | 179683.6 | 50 | -16.6 | 33.4 | 0 | 33.4 | 93.3867 | 160.6667 | 160.6667 | 0 | 160.6667 | 0 | 84.4513 | 76.2154 | 9768.2422 | 65.8203 | 0 | 0.97682
2016-09-18 05:00 | 179667 | 50 | -16.6 | 33.4 | 0 | 33.4 | 93.3867 | 160.6667 | 160.6667 | 0 | 160.6667 | 0 | 99.5098 | 61.1569 | 9699.6484 | 76.2154 | 0 | 0.96996
2016-09-18 06:00 | 179650.4 | 50 | -16.6 | 33.4 | 0 | 33.4 | 93.3867 | 160.6667 | 160.6667 | 0 | 160.6667 | 0 | 154.6436 | 6.0231 | 9644.6072 | 61.1569 | 0 | 0.96446
2016-09-18 07:00 | 179633.8 | 50 | -16.6 | 33.4 | 0 | 33.4 | 93.3867 | 160.6667 | 160.6667 | 0 | 160.6667 | 2.8422e-14 | 480.1177 | -319.451 | 9639.1864 | 6.0231 | 0 | 0.96392
2016-09-18 08:00 | 179617.2 | 50 | 150.4 | 200.4 | 0 | 200.4 | 560.32 | 1333.7388 | 964 | 0 | 964 | 369.7388 | 1333.7388 | -369.7388 | 9900 | -289.7929 | -609.2439 | 0.99
2016-09-18 09:00 | 179767.6 | 50 | 150.4 | 200.4 | 0 | 200.4 | 560.32 | 2606.152 | 964 | 0 | 964 | 1642.152 | 2606.152 | -1642.152 | 9900 | 0 | -369.7388 | 0.99
2016-09-18 10:00 | 179918 | 50 | 82 | 200.4 | 0 | 200.4 | 560.32 | 3480.7853 | 964 | 0 | 964 | 2516.7853 | 3480.7853 | -2516.7853 | 9900 | 0 | -1642.152 | 0.99
2016-09-18 11:00 | 180000 | 50 | 0 | 200.4 | 68.4 | 200.4 | 560.32 | 4166.0038 | 634.9701 | 329.0299 | 634.9701 | 3531.0337 | 4166.0038 | -3531.0337 | 9900 | 0 | -2516.7853 | 0.99
2016-09-18 12:00 | 180000 | 50 | 0 | 200.4 | 150.4 | 200.4 | 560.32 | 4052.0812 | 240.519 | 723.481 | 240.519 | 3811.5622 | 4052.0812 | -3811.5622 | 9900 | 0 | -3531.0337 | 0.99
2016-09-18 13:00 | 180000 | 50 | 0 | 200.4 | 150.4 | 200.4 | 560.32 | 4855.0939 | 240.519 | 723.481 | 240.519 | 4614.575 | 4855.0939 | -4614.575 | 9900 | 0 | -3811.5622 | 0.99
2016-09-18 14:00 | 180000 | 50 | 0 | 200.4 | 150.4 | 200.4 | 560.32 | 4645.6263 | 240.519 | 723.481 | 240.519 | 4405.1073 | 4645.6263 | -4405.1073 | 9900 | 0 | -4614.575 | 0.99
2016-09-18 15:00 | 180000 | 50 | 0 | 200.4 | 150.4 | 200.4 | 560.32 | 4247.4274 | 240.519 | 723.481 | 240.519 | 4006.9085 | 4247.4274 | -4006.9085 | 9900 | 0 | -4405.1073 | 0.99
2016-09-18 16:00 | 180000 | 50 | 0 | 200.4 | 150.4 | 200.4 | 560.32 | 3550.0714 | 240.519 | 723.481 | 240.519 | 3309.5524 | 3550.0714 | -3309.5524 | 9900 | 0 | -4006.9085 | 0.99
2016-09-18 17:00 | 180000 | 50 | 0 | 200.4 | 150.4 | 200.4 | 560.32 | 2671.6227 | 240.519 | 723.481 | 240.519 | 2431.1037 | 2671.6227 | -2431.1037 | 9900 | 0 | -3309.5524 | 0.99
2016-09-18 18:00 | 180000 | 50 | 0 | 200.4 | 150.4 | 200.4 | 560.32 | 1665.1233 | 240.519 | 723.481 | 240.519 | 1424.6043 | 1665.1233 | -1424.6043 | 9900 | 0 | -2431.1037 | 0.99
2016-09-18 19:00 | 180000 | 50 | -50 | 0 | 150.4 | 0 | 0 | 160.6667 | -723.481 | 723.481 | -723.481 | 884.1477 | 815.3536 | -1538.8346 | 9900 | 0 | -1424.6043 | 0.99
2016-09-18 20:00 | 179950 | 50 | -50 | 0 | 0 | 0 | 0 | 160.6667 | 0 | 0 | 0 | 160.6667 | 757.9835 | -757.9835 | 9900 | 0 | -1538.8346 | 0.99
2016-09-18 21:00 | 179900 | 50 | -50 | 0 | 0 | 0 | 0 | 160.6667 | 0 | 0 | 0 | 160.6667 | 710.9018 | -710.9018 | 9900 | 0 | -757.9835 | 0.99
2016-09-18 22:00 | 179850 | 50 | -50 | 0 | 0 | 0 | 0 | 160.6667 | 0 | 0 | 0 | 160.6667 | 514.4873 | -514.4873 | 9900 | 0 | -710.9018 | 0.99
2016-09-18 23:00 | 179800 | 50 | -16.6 | 33.4 | 0 | 33.4 | 93.3867 | 160.6667 | 160.6667 | 0 | 160.6667 | 0 | 413.7544 | -253.0878 | 9900 | 0 | -514.4873 | 0.99
2016-09-19 | 179783.4 | 50 | -16.6 | 33.4 | 0 | 33.4 | 93.3867 | 160.6667 | 160.6667 | 0 | 160.6667 | 0 | 315.8664 | -155.1997 | 9900 | 0 | -253.0878 | 0.99
2016-09-19 01:00 | 179766.8 | 50 | -16.6 | 33.4 | 0 | 33.4 | 93.3867 | 160.6667 | 160.6667 | 0 | 160.6667 | 0 | 193.6893 | -33.0226 | 9900 | 0 | -155.1997 | 0.99
2016-09-19 02:00 | 179750.2 | 50 | -16.6 | 33.4 | 0 | 33.4 | 93.3867 | 160.6667 | 160.6667 | 0 | 160.6667 | 0 | 294.9855 | -134.3189 | 9900 | 0 | -33.0226 | 0.99
2016-09-19 03:00 | 179733.6 | 50 | -16.6 | 33.4 | 0 | 33.4 | 93.3867 | 160.6667 | 160.6667 | 0 | 160.6667 | 0 | 268.4683 | -107.8016 | 9900 | 0 | -134.3189 | 0.99
2016-09-19 04:00 | 179717 | 50 | -16.6 | 33.4 | 0 | 33.4 | 93.3867 | 160.6667 | 160.6667 | 0 | 160.6667 | 0 | 354.1351 | -193.4684 | 9900 | 0 | -107.8016 | 0.99
2016-09-19 05:00 | 179700.4 | 50 | -50 | 0 | 0 | 0 | 0 | 160.6667 | 0 | 0 | 0 | 160.6667 | 621.3196 | -621.3196 | 9900 | 0 | -193.4684 | 0.99
2016-09-19 06:00 | 179650.4 | 50 | -50 | 0 | 0 | 0 | 0 | 160.6667 | 0 | 0 | 0 | 160.6667 | 704.438 | -704.438 | 9900 | 0 | -621.3196 | 0.99
2016-09-19 07:00 | 179600.4 | 50 | -50 | 0 | 0 | 0 | 0 | 160.6667 | 0 | 0 | 0 | 160.6667 | 888.0571 | -888.0571 | 9900 | 0 | -704.438 | 0.99
2016-09-19 08:00 | 179550.4 | 50 | 150.4 | 200.4 | 0 | 200.4 | 560.32 | 2091.4092 | 964 | 0 | 964 | 1127.4092 | 2091.4092 | -1127.4092 | 9900 | 0 | -888.0571 | 0.99
2016-09-19 09:00 | 179700.8 | 50 | 150.4 | 200.4 | 0 | 200.4 | 560.32 | 3145.7824 | 964 | 0 | 964 | 2181.7824 | 3145.7824 | -2181.7824 | 9900 | 0 | -1127.4092 | 0.99
2016-09-19 10:00 | 179851.2 | 50 | 148.8 | 200.4 | 0 | 200.4 | 560.32 | 3920.7587 | 964 | 0 | 964 | 2956.7587 | 3920.7587 | -2956.7587 | 9900 | 0 | -2181.7824 | 0.99
2016-09-19 11:00 | 180000 | 50 | 0 | 200.4 | 1.6 | 200.4 | 560.32 | 4492.3677 | 956.3034 | 7.6966 | 956.3034 | 3536.0643 | 4492.3677 | -3536.0643 | 9900 | 0 | -2956.7587 | 0.99
2016-09-19 12:00 | 180000 | 50 | 0 | 200.4 | 150.4 | 200.4 | 560.32 | 4841.9551 | 240.519 | 723.481 | 240.519 | 4601.4362 | 4841.9551 | -4601.4362 | 9900 | 0 | -3536.0643 | 0.99
2016-09-19 13:00 | 180000 | 50 | 0 | 200.4 | 150.4 | 200.4 | 560.32 | 4214.7927 | 240.519 | 723.481 | 240.519 | 3974.2738 | 4214.7927 | -3974.2738 | 9900 | 0 | -4601.4362 | 0.99
2016-09-19 14:00 | 180000 | 50 | 0 | 200.4 | 150.4 | 200.4 | 560.32 | 4646.8878 | 240.519 | 723.481 | 240.519 | 4406.3689 | 4646.8878 | -4406.3689 | 9900 | 0 | -3974.2738 | 0.99
2016-09-19 15:00 | 180000 | 50 | 0 | 200.4 | 150.4 | 200.4 | 560.32 | 4153.7982 | 240.519 | 723.481 | 240.519 | 3913.2793 | 4153.7982 | -3913.2793 | 9900 | 0 | -4406.3689 | 0.99
2016-09-19 16:00 | 180000 | 50 | 0 | 200.4 | 150.4 | 200.4 | 560.32 | 2966.3822 | 240.519 | 723.481 | 240.519 | 2725.8632 | 2966.3822 | -2725.8632 | 9900 | 0 | -3913.2793 | 0.99
2016-09-19 17:00 | 180000 | 50 | 0 | 200.4 | 150.4 | 200.4 | 560.32 | 2613.4771 | 240.519 | 723.481 | 240.519 | 2372.9582 | 2613.4771 | -2372.9582 | 9900 | 0 | -2725.8632 | 0.99
2016-09-19 18:00 | 180000 | 50 | 0 | 200.4 | 150.4 | 200.4 | 560.32 | 1580.9539 | 240.519 | 723.481 | 240.519 | 1340.4349 | 1580.9539 | -1340.4349 | 9900 | 0 | -2372.9582 | 0.99
2016-09-19 19:00 | 180000 | 50 | -50 | 0 | 150.4 | 0 | 0 | 160.6667 | -723.481 | 723.481 | -723.481 | 884.1477 | 770.6653 | -1494.1463 | 9900 | 0 | -1340.4349 | 0.99
2016-09-19 20:00 | 179950 | 50 | -50 | 0 | 0 | 0 | 0 | 160.6667 | 0 | 0 | 0 | 160.6667 | 735.438 | -735.438 | 9900 | 0 | -1494.1463 | 0.99
2016-09-19 21:00 | 179900 | 50 | -50 | 0 | 0 | 0 | 0 | 160.6667 | 0 | 0 | 0 | 160.6667 | 786.5679 | -786.5679 | 9900 | 0 | -735.438 | 0.99
2016-09-19 22:00 | 179850 | 50 | -50 | 0 | 0 | 0 | 0 | 160.6667 | 0 | 0 | 0 | 160.6667 | 918.5498 | -918.5498 | 9900 | 0 | -786.5679 | 0.99
2016-09-19 23:00 | 179800 | 50 | -50 | 0 | 0 | 0 | 0 | 160.6667 | 0 | 0 | 0 | 160.6667 | 890.0173 | -890.0173 | 9900 | 0 | -918.5498 | 0.99
2016-09-20 | 179750 | 50 | -50 | 0 | 0 | 0 | 0 | 160.6667 | 0 | 0 | 0 | 160.6667 | 825.9004 | -825.9004 | 9900 | 0 | -890.0173 | 0.99
2016-09-20 01:00 | 179700 | 50 | -50 | 0 | 0 | 0 | 0 | 160.6667 | 0 | 0 | 0 | 160.6667 | 744.8766 | -744.8766 | 9900 | 0 | -825.9004 | 0.99
2016-09-20 02:00 | 179650 | 50 | -50 | 0 | 0 | 0 | 0 | 160.6667 | 0 | 0 | 0 | 160.6667 | 576.9672 | -576.9672 | 9900 | 0 | -744.8766 | 0.99
2016-09-20 03:00 | 179600 | 50 | -50 | 0 | 0 | 0 | 0 | 160.6667 | 0 | 0 | 0 | 160.6667 | 446.5439 | -446.5439 | 9900 | 0 | -576.9672 | 0.99
2016-09-20 04:00 | 179550 | 50 | -50 | 0 | 0 | 0 | 0 | 160.6667 | 0 | 0 | 0 | 160.6667 | 584.8579 | -584.8579 | 9900 | 0 | -446.5439 | 0.99
2016-09-20 05:00 | 179500 | 50 | -50 | 0 | 0 | 0 | 0 | 160.6667 | 0 | 0 | 0 | 160.6667 | 559.0408 | -559.0408 | 9900 | 0 | -584.8579 | 0.99
2016-09-20 06:00 | 179450 | 50 | -50 | 0 | 0 | 0 | 0 | 160.6667 | 0 | 0 | 0 | 160.6667 | 562.2183 | -562.2183 | 9900 | 0 | -559.0408 | 0.99
2016-09-20 07:00 | 179400 | 50 | -50 | 0 | 0 | 0 | 0 | 160.6667 | 0 | 0 | 0 | 160.6667 | 762.2268 | -762.2268 | 9900 | 0 | -562.2183 | 0.99
2016-09-20 08:00 | 179350 | 50 | 150.4 | 200.4 | 0 | 200.4 | 560.32 | 1717.509 | 964 | 0 | 964 | 753.509 | 1717.509 | -753.509 | 9900 | 0 | -762.2268 | 0.99
2016-09-20 09:00 | 179500.4 | 50 | 150.4 | 200.4 | 0 | 200.4 | 560.32 | 2896.9346 | 964 | 0 | 964 | 1932.9346 | 2896.9346 | -1932.9346 | 9900 | 0 | -753.509 | 0.99
2016-09-20 10:00 | 179650.8 | 50 | 150.4 | 200.4 | 0 | 200.4 | 560.32 | 2496.7475 | 964 | 0 | 964 | 1532.7475 | 2496.7475 | -1532.7475 | 9900 | 0 | -1932.9346 | 0.99
2016-09-20 11:00 | 179801.2 | 50 | 150.4 | 200.4 | 0 | 200.4 | 560.32 | 4147.8005 | 964 | 0 | 964 | 3183.8005 | 4147.8005 | -3183.8005 | 9900 | 0 | -1532.7475 | 0.99
2016-09-20 12:00 | 179951.6 | 50 | 48.4 | 200.4 | 0 | 200.4 | 560.32 | 4383.1744 | 964 | 0 | 964 | 3419.1744 | 4383.1744 | -3419.1744 | 9900 | 0 | -3183.8005 | 0.99
2016-09-20 13:00 | 180000 | 50 | 0 | 200.4 | 102 | 200.4 | 560.32 | 4376.3617 | 473.3413 | 490.6587 | 473.3413 | 3903.0204 | 4376.3617 | -3903.0204 | 9900 | 0 | -3419.1744 | 0.99
2016-09-20 14:00 | 180000 | 50 | 0 | 200.4 | 150.4 | 200.4 | 560.32 | 4157.8907 | 240.519 | 723.481 | 240.519 | 3917.3718 | 4157.8907 | -3917.3718 | 9900 | 0 | -3903.0204 | 0.99
2016-09-20 15:00 | 180000 | 50 | 0 | 200.4 | 150.4 | 200.4 | 560.32 | 3686.2176 | 240.519 | 723.481 | 240.519 | 3445.6987 | 3686.2176 | -3445.6987 | 9900 | 0 | -3917.3718 | 0.99
2016-09-20 16:00 | 180000 | 50 | 0 | 200.4 | 150.4 | 200.4 | 560.32 | 3009.0168 | 240.519 | 723.481 | 240.519 | 2768.4979 | 3009.0168 | -2768.4979 | 9900 | 0 | -3445.6987 | 0.99
2016-09-20 17:00 | 180000 | 50 | 0 | 200.4 | 150.4 | 200.4 | 560.32 | 2243.3588 | 240.519 | 723.481 | 240.519 | 2002.8398 | 2243.3588 | -2002.8398 | 9900 | 0 | -2768.4979 | 0.99
2016-09-20 18:00 | 180000 | 50 | 0 | 200.4 | 150.4 | 200.4 | 560.32 | 1366.7106 | 240.519 | 723.481 | 240.519 | 1126.1916 | 1366.7106 | -1126.1916 | 9900 | 0 | -2002.8398 | 0.99
2016-09-20 19:00 | 180000 | 50 | -50 | 0 | 150.4 | 0 | 0 | 160.6667 | -723.481 | 723.481 | -723.481 | 884.1477 | 674.622 | -1398.103 | 9900 | 0 | -1126.1916 | 0.99
2016-09-20 20:00 | 179950 | 50 | -50 | 0 | 0 | 0 | 0 | 160.6667 | 0 | 0 | 0 | 160.6667 | 824.5888 | -824.5888 | 9900 | 0 | -1398.103 | 0.99
2016-09-20 21:00 | 179900 | 50 | -50 | 0 | 0 | 0 | 0 | 160.6667 | 0 | 0 | 0 | 160.6667 | 731.9935 | -731.9935 | 9900 | 0 | -824.5888 | 0.99
2016-09-20 22:00 | 179850 | 50 | -50 | 0 | 0 | 0 | 0 | 160.6667 | 0 | 0 | 0 | 160.6667 | 597.3295 | -597.3295 | 9900 | 0 | -731.9935 | 0.99
2016-09-20 23:00 | 179800 | 50 | -50 | 0 | 0 | 0 | 0 | 160.6667 | 0 | 0 | 0 | 160.6667 | 458.9862 | -458.9862 | 9900 | 0 | -597.3295 | 0.99
2016-09-21 | 179750 | 50 | -16.6 | 33.4 | 0 | 33.4 | 93.3867 | 160.6667 | 160.6667 | 0 | 160.6667 | 0 | 209.9463 | -49.2797 | 9900 | 0 | -458.9862 | 0.99
2016-09-21 01:00 | 179733.4 | 50 | -16.6 | 33.4 | 0 | 33.4 | 93.3867 | 160.6667 | 160.6667 | 0 | 160.6667 | 0 | 170.0202 | -9.3536 | 9900 | 0 | -49.2797 | 0.99
2016-09-21 02:00 | 179716.8 | 50 | -16.6 | 33.4 | 0 | 33.4 | 93.3867 | 160.6667 | 160.6667 | 0 | 160.6667 | 0 | 98.7679 | 61.8988 | 9900 | 0 | -9.3536 | 0.99
2016-09-21 03:00 | 179700.2 | 50 | -16.6 | 33.4 | 0 | 33.4 | 93.3867 | 160.6667 | 160.6667 | 0 | 160.6667 | 0 | 161.6739 | -1.0072 | 9844.2911 | 61.8988 | 0 | 0.98443
2016-09-21 04:00 | 179683.6 | 50 | -16.6 | 33.4 | 0 | 33.4 | 93.3867 | 160.6667 | 160.6667 | 0 | 160.6667 | 0 | 296.5593 | -135.8926 | 9845.1976 | -1.0072 | 0 | 0.98452
2016-09-21 05:00 | 179667 | 50 | -16.6 | 33.4 | 0 | 33.4 | 93.3867 | 160.6667 | 160.6667 | 0 | 160.6667 | 0 | 94.0799 | 66.5867 | 9900 | -60.8915 | -196.7842 | 0.99
2016-09-21 06:00 | 179650.4 | 50 | -16.6 | 33.4 | 0 | 33.4 | 93.3867 | 160.6667 | 160.6667 | 0 | 160.6667 | 0 | 266.3159 | -105.6492 | 9840.0719 | 66.5867 | 0 | 0.98401
2016-09-21 07:00 | 179633.8 | 50 | -50 | 0 | 0 | 0 | 0 | 160.6667 | 0 | 0 | 0 | 160.6667 | 585.4439 | -585.4439 | 9900 | -66.5867 | -172.236 | 0.99
2016-09-21 08:00 | 179583.8 | 50 | 150.4 | 200.4 | 0 | 200.4 | 560.32 | 1624.7476 | 964 | 0 | 964 | 660.7476 | 1624.7476 | -660.7476 | 9900 | 0 | -585.4439 | 0.99
2016-09-21 09:00 | 179734.2 | 50 | 150.4 | 200.4 | 0 | 200.4 | 560.32 | 1596.393 | 964 | 0 | 964 | 632.393 | 1596.393 | -632.393 | 9900 | 0 | -660.7476 | 0.99
2016-09-21 10:00 | 179884.6 | 50 | 115.4 | 200.4 | 0 | 200.4 | 560.32 | 3492.5749 | 964 | 0 | 964 | 2528.5749 | 3492.5749 | -2528.5749 | 9900 | 0 | -632.393 | 0.99
2016-09-21 11:00 | 180000 | 50 | 0 | 200.4 | 35 | 200.4 | 560.32 | 3701.8395 | 795.6367 | 168.3633 | 795.6367 | 2906.2028 | 3701.8395 | -2906.2028 | 9900 | 0 | -2528.5749 | 0.99
2016-09-21 12:00 | 180000 | 50 | 0 | 200.4 | 150.4 | 200.4 | 560.32 | 4486.6023 | 240.519 | 723.481 | 240.519 | 4246.0834 | 4486.6023 | -4246.0834 | 9900 | 0 | -2906.2028 | 0.99
2016-09-21 13:00 | 180000 | 50 | 0 | 200.4 | 150.4 | 200.4 | 560.32 | 4667.8759 | 240.519 | 723.481 | 240.519 | 4427.3569 | 4667.8759 | -4427.3569 | 9900 | 0 | -4246.0834 | 0.99
2016-09-21 14:00 | 180000 | 50 | 0 | 200.4 | 150.4 | 200.4 | 560.32 | 4417.3483 | 240.519 | 723.481 | 240.519 | 4176.8293 | 4417.3483 | -4176.8293 | 9900 | 0 | -4427.3569 | 0.99
2016-09-21 15:00 | 180000 | 50 | 0 | 200.4 | 150.4 | 200.4 | 560.32 | 3850.2321 | 240.519 | 723.481 | 240.519 | 3609.7131 | 3850.2321 | -3609.7131 | 9900 | 0 | -4176.8293 | 0.99
2016-09-21 16:00 | 180000 | 50 | 0 | 200.4 | 150.4 | 200.4 | 560.32 | 3270.3702 | 240.519 | 723.481 | 240.519 | 3029.8512 | 3270.3702 | -3029.8512 | 9900 | 0 | -3609.7131 | 0.99
2016-09-21 17:00 | 180000 | 50 | 0 | 200.4 | 150.4 | 200.4 | 560.32 | 2448.8841 | 240.519 | 723.481 | 240.519 | 2208.3651 | 2448.8841 | -2208.3651 | 9900 | 0 | -3029.8512 | 0.99
2016-09-21 18:00 | 180000 | 50 | 0 | 200.4 | 150.4 | 200.4 | 560.32 | 1329.0316 | 240.519 | 723.481 | 240.519 | 1088.5126 | 1329.0316 | -1088.5126 | 9900 | 0 | -2208.3651 | 0.99
2016-09-21 19:00 | 180000 | 50 | 0 | 200.4 | 150.4 | 200.4 | 560.32 | 993.1558 | 240.519 | 723.481 | 240.519 | 752.6369 | 993.1558 | -752.6369 | 9900 | 0 | -1088.5126 | 0.99
2016-09-21 20:00 | 180000 | 50 | 0 | 200.4 | 150.4 | 200.4 | 560.32 | 1000 | 240.519 | 723.481 | 240.519 | 759.481 | 1000 | -759.481 | 9900 | 0 | -752.6369 | 0.99
2016-09-21 21:00 | 180000 | 50 | 0 | 200.4 | 150.4 | 200.4 | 560.32 | 999.7626 | 240.519 | 723.481 | 240.519 | 759.2437 | 999.7626 | -759.2437 | 9900 | 0 | -759.481 | 0.99
2016-09-21 22:00 | 180000 | 50 | 0 | 200.4 | 150.4 | 200.4 | 560.32 | 1000 | 240.519 | 723.481 | 240.519 | 759.481 | 1000 | -759.481 | 9900 | 0 | -759.2437 | 0.99
2016-09-21 23:00 | 180000 | 50 | 0 | 200.4 | 150.4 | 200.4 | 560.32 | 998.5974 | 240.519 | 723.481 | 240.519 | 758.0784 | 998.5974 | -758.0784 | 9900 | 0 | -759.481 | 0.99
2016-09-22 | 180000 | 50 | 0 | 200.4 | 150.4 | 200.4 | 560.32 | 996.4509 | 240.519 | 723.481 | 240.519 | 755.932 | 996.4509 | -755.932 | 9900 | 0 | -758.0784 | 0.99
2016-09-22 01:00 | 180000 | 50 | 0 | 200.4 | 150.4 | 200.4 | 560.32 | 985.57 | 240.519 | 723.481 | 240.519 | 745.051 | 985.57 | -745.051 | 9900 | 0 | -755.932 | 0.99
2016-09-22 02:00 | 180000 | 50 | 0 | 200.4 | 150.4 | 200.4 | 560.32 | 985.2922 | 240.519 | 723.481 | 240.519 | 744.7732 | 985.2922 | -744.7732 | 9900 | 0 | -745.051 | 0.99
2016-09-22 03:00 | 180000 | 50 | 0 | 200.4 | 150.4 | 200.4 | 560.32 | 971.7013 | 240.519 | 723.481 | 240.519 | 731.1823 | 971.7013 | -731.1823 | 9900 | 0 | -744.7732 | 0.99
2016-09-22 04:00 | 180000 | 50 | -50 | 0 | 150.4 | 0 | 0 | 160.6667 | -723.481 | 723.481 | -723.481 | 884.1477 | 960.2381 | -1683.7191 | 9900 | 0 | -731.1823 | 0.99
2016-09-22 05:00 | 179950 | 50 | -50 | 0 | 0 | 0 | 0 | 160.6667 | 0 | 0 | 0 | 160.6667 | 852.6537 | -852.6537 | 9900 | 0 | -1683.7191 | 0.99
2016-09-22 06:00 | 179900 | 50 | -50 | 0 | 0 | 0 | 0 | 160.6667 | 0 | 0 | 0 | 160.6667 | 860.1731 | -860.1731 | 9900 | 0 | -852.6537 | 0.99
2016-09-22 07:00 | 179850 | 50 | 150 | 200.4 | 0 | 200.4 | 560.32 | 1098.4865 | 964 | 0 | 964 | 134.4865 | 1098.4865 | -134.4865 | 9900 | 0 | -860.1731 | 0.99
2016-09-22 08:00 | 180000 | 50 | 0 | 200.4 | 0.4 | 200.4 | 560.32 | 2125.7935 | 962.0758 | 1.9242 | 962.0758 | 1163.7176 | 2125.7935 | -1163.7176 | 9900 | 0 | -134.4865 | 0.99
2016-09-22 09:00 | 180000 | 50 | 0 | 200.4 | 150.4 | 200.4 | 560.32 | 3052.8652 | 240.519 | 723.481 | 240.519 | 2812.3463 | 3052.8652 | -2812.3463 | 9900 | 0 | -1163.7176 | 0.99
2016-09-22 10:00 | 180000 | 50 | 0 | 200.4 | 150.4 | 200.4 | 560.32 | 3895.8492 | 240.519 | 723.481 | 240.519 | 3655.3302 | 3895.8492 | -3655.3302 | 9900 | 0 | -2812.3463 | 0.99
2016-09-22 11:00 | 180000 | 50 | 0 | 200.4 | 150.4 | 200.4 | 560.32 | 4467.4337 | 240.519 | 723.481 | 240.519 | 4226.9147 | 4467.4337 | -4226.9147 | 9900 | 0 | -3655.3302 | 0.99
2016-09-22 12:00 | 180000 | 50 | 0 | 200.4 | 150.4 | 200.4 | 560.32 | 4815.0874 | 240.519 | 723.481 | 240.519 | 4574.5684 | 4815.0874 | -4574.5684 | 9900 | 0 | -4226.9147 | 0.99
2016-09-22 13:00 | 180000 | 50 | 0 | 200.4 | 150.4 | 200.4 | 560.32 | 4849.5977 | 240.519 | 723.481 | 240.519 | 4609.0787 | 4849.5977 | -4609.0787 | 9900 | 0 | -4574.5684 | 0.99
2016-09-22 14:00 | 180000 | 50 | 0 | 200.4 | 150.4 | 200.4 | 560.32 | 4480.689 | 240.519 | 723.481 | 240.519 | 4240.17 | 4480.689 | -4240.17 | 9900 | 0 | -4609.0787 | 0.99
2016-09-22 15:00 | 180000 | 50 | 0 | 200.4 | 150.4 | 200.4 | 560.32 | 2074.9328 | 240.519 | 723.481 | 240.519 | 1834.4138 | 2074.9328 | -1834.4138 | 9900 | 0 | -4240.17 | 0.99
2016-09-22 16:00 | 180000 | 50 | 0 | 200.4 | 150.4 | 200.4 | 560.32 | 3266.7291 | 240.519 | 723.481 | 240.519 | 3026.2101 | 3266.7291 | -3026.2101 | 9900 | 0 | -1834.4138 | 0.99
2016-09-22 17:00 | 180000 | 50 | 0 | 200.4 | 150.4 | 200.4 | 560.32 | 2432.8063 | 240.519 | 723.481 | 240.519 | 2192.2873 | 2432.8063 | -2192.2873 | 9900 | 0 | -3026.2101 | 0.99
2016-09-22 18:00 | 180000 | 50 | 0 | 200.4 | 150.4 | 200.4 | 560.32 | 1320.8989 | 240.519 | 723.481 | 240.519 | 1080.38 | 1320.8989 | -1080.38 | 9900 | 0 | -2192.2873 | 0.99
2016-09-22 19:00 | 180000 | 50 | -50 | 0 | 150.4 | 0 | 0 | 160.6667 | -723.481 | 723.481 | -723.481 | 884.1477 | 911.2337 | -1634.7148 | 9900 | 0 | -1080.38 | 0.99
2016-09-22 20:00 | 179950 | 50 | -50 | 0 | 0 | 0 | 0 | 160.6667 | 0 | 0 | 0 | 160.6667 | 912.3376 | -912.3376 | 9900 | 0 | -1634.7148 | 0.99
2016-09-22 21:00 | 179900 | 50 | 100 | 200.4 | 0 | 200.4 | 560.32 | 968.6306 | 964 | 0 | 964 | 4.6306 | 968.6306 | -4.6306 | 9900 | 0 | -912.3376 | 0.99
2016-09-22 22:00 | 180000 | 50 | 0 | 200.4 | 50.4 | 200.4 | 560.32 | 997.8672 | 721.5569 | 242.4431 | 721.5569 | 276.3104 | 997.8672 | -276.3104 | 9900 | 0 | -4.6306 | 0.99
2016-09-22 23:00 | 180000 | 50 | 0 | 200.4 | 150.4 | 200.4 | 560.32 | 998.8781 | 240.519 | 723.481 | 240.519 | 758.3591 | 998.8781 | -758.3591 | 9900 | 0 | -276.3104 | 0.99
2016-09-23 | 180000 | 50 | 0 | 200.4 | 150.4 | 200.4 | 560.32 | 987.4841 | 240.519 | 723.481 | 240.519 | 746.9652 | 987.4841 | -746.9652 | 9900 | 0 | -758.3591 | 0.99
2016-09-23 01:00 | 180000 | 50 | 0 | 200.4 | 150.4 | 200.4 | 560.32 | 981.974 | 240.519 | 723.481 | 240.519 | 741.4551 | 981.974 | -741.4551 | 9900 | 0 | -746.9652 | 0.99
2016-09-23 02:00 | 180000 | 50 | 0 | 200.4 | 150.4 | 200.4 | 560.32 | 974.0043 | 240.519 | 723.481 | 240.519 | 733.4854 | 974.0043 | -733.4854 | 9900 | 0 | -741.4551 | 0.99
2016-09-23 03:00 | 180000 | 50 | 0 | 200.4 | 150.4 | 200.4 | 560.32 | 996.3716 | 240.519 | 723.481 | 240.519 | 755.8526 | 996.3716 | -755.8526 | 9900 | 0 | -733.4854 | 0.99
2016-09-23 04:00 | 180000 | 50 | 0 | 200.4 | 150.4 | 200.4 | 560.32 | 997.8651 | 240.519 | 723.481 | 240.519 | 757.3461 | 997.8651 | -757.3461 | 9900 | 0 | -755.8526 | 0.99
2016-09-23 05:00 | 180000 | 50 | 0 | 200.4 | 150.4 | 200.4 | 560.32 | 996.5101 | 240.519 | 723.481 | 240.519 | 755.9911 | 996.5101 | -755.9911 | 9900 | 0 | -757.3461 | 0.99
2016-09-23 06:00 | 180000 | 50 | 0 | 200.4 | 150.4 | 200.4 | 560.32 | 982.6458 | 240.519 | 723.481 | 240.519 | 742.1268 | 982.6458 | -742.1268 | 9900 | 0 | -755.9911 | 0.99
2016-09-23 07:00 | 180000 | 50 | 0 | 200.4 | 150.4 | 200.4 | 560.32 | 1073.5741 | 240.519 | 723.481 | 240.519 | 833.0551 | 1073.5741 | -833.0551 | 9900 | 0 | -742.1268 | 0.99
2016-09-23 08:00 | 180000 | 50 | 0 | 200.4 | 150.4 | 200.4 | 560.32 | 2258.7327 | 240.519 | 723.481 | 240.519 | 2018.2137 | 2258.7327 | -2018.2137 | 9900 | 0 | -833.0551 | 0.99
2016-09-23 09:00 | 180000 | 50 | 0 | 200.4 | 150.4 | 200.4 | 560.32 | 2972.5365 | 240.519 | 723.481 | 240.519 | 2732.0176 | 2972.5365 | -2732.0176 | 9900 | 0 | -2018.2137 | 0.99
2016-09-23 10:00 | 180000 | 50 | 0 | 200.4 | 150.4 | 200.4 | 560.32 | 3433.1877 | 240.519 | 723.481 | 240.519 | 3192.6687 | 3433.1877 | -3192.6687 | 9900 | 0 | -2732.0176 | 0.99
2016-09-23 11:00 | 180000 | 50 | 0 | 200.4 | 150.4 | 200.4 | 560.32 | 3986.105 | 240.519 | 723.481 | 240.519 | 3745.586 | 3986.105 | -3745.586 | 9900 | 0 | -3192.6687 | 0.99
2016-09-23 12:00 | 180000 | 50 | 0 | 200.4 | 150.4 | 200.4 | 560.32 | 4372.7107 | 240.519 | 723.481 | 240.519 | 4132.1918 | 4372.7107 | -4132.1918 | 9900 | 0 | -3745.586 | 0.99
2016-09-23 13:00 | 180000 | 50 | 0 | 200.4 | 150.4 | 200.4 | 560.32 | 4279.5113 | 240.519 | 723.481 | 240.519 | 4038.9924 | 4279.5113 | -4038.9924 | 9900 | 0 | -4132.1918 | 0.99
2016-09-23 14:00 | 180000 | 50 | 0 | 200.4 | 150.4 | 200.4 | 560.32 | 4030.1853 | 240.519 | 723.481 | 240.519 | 3789.6663 | 4030.1853 | -3789.6663 | 9900 | 0 | -4038.9924 | 0.99
2016-09-23 15:00 | 180000 | 50 | 0 | 200.4 | 150.4 | 200.4 | 560.32 | 3557.5506 | 240.519 | 723.481 | 240.519 | 3317.0316 | 3557.5506 | -3317.0316 | 9900 | 0 | -3789.6663 | 0.99
2016-09-23 16:00 | 180000 | 50 | 0 | 200.4 | 150.4 | 200.4 | 560.32 | 2719.1608 | 240.519 | 723.481 | 240.519 | 2478.6419 | 2719.1608 | -2478.6419 | 9900 | 0 | -3317.0316 | 0.99
2016-09-23 17:00 | 180000 | 50 | 0 | 200.4 | 150.4 | 200.4 | 560.32 | 1735.7122 | 240.519 | 723.481 | 240.519 | 1495.1932 | 1735.7122 | -1495.1932 | 9900 | 0 | -2478.6419 | 0.99
2016-09-23 18:00 | 180000 | 50 | -50 | 0 | 150.4 | 0 | 0 | 160.6667 | -723.481 | 723.481 | -723.481 | 884.1477 | 785.2995 | -1508.7805 | 9900 | 0 | -1495.1932 | 0.99
2016-09-23 19:00 | 179950 | 50 | -16.6 | 33.4 | 0 | 33.4 | 93.3867 | 160.6667 | 160.6667 | 0 | 160.6667 | 0 | 95.254 | 65.4127 | 9900 | 0 | -1508.7805 | 0.99
2016-09-23 20:00 | 179933.4 | 50 | -16.6 | 33.4 | 0 | 33.4 | 93.3867 | 160.6667 | 160.6667 | 0 | 160.6667 | 0 | 30.9531 | 129.7136 | 9841.1286 | 65.4127 | 0 | 0.98411
2016-09-23 21:00 | 179916.8 | 50 | -16.6 | 33.4 | 0 | 33.4 | 93.3867 | 160.6667 | 160.6667 | 0 | 160.6667 | 0 | 185.7157 | -25.049 | 9724.3863 | 129.7136 | 0 | 0.97244
2016-09-23 22:00 | 179900.2 | 50 | -16.6 | 33.4 | 0 | 33.4 | 93.3867 | 160.6667 | 160.6667 | 0 | 160.6667 | 2.8422e-14 | 432.9791 | -272.3124 | 9746.9305 | -25.049 | 0 | 0.97469
2016-09-23 23:00 | 179883.6 | 50 | -50 | 0 | 0 | 0 | 0 | 160.6667 | 0 | 0 | 0 | 160.6667 | 513.5798 | -513.5798 | 9900 | -170.0773 | -442.3897 | 0.99
2016-09-24 | 179833.6 | 50 | -16.6 | 33.4 | 0 | 33.4 | 93.3867 | 160.6667 | 160.6667 | 0 | 160.6667 | 0 | 317.229 | -156.5623 | 9900 | 0 | -513.5798 | 0.99
2016-09-24 01:00 | 179817 | 50 | -16.6 | 33.4 | 0 | 33.4 | 93.3867 | 160.6667 | 160.6667 | 0 | 160.6667 | 0 | 163.9481 | -3.2814 | 9900 | 0 | -156.5623 | 0.99
2016-09-24 02:00 | 179800.4 | 50 | -16.6 | 33.4 | 0 | 33.4 | 93.3867 | 160.6667 | 160.6667 | 0 | 160.6667 | 0 | 97.439 | 63.2277 | 9900 | 0 | -3.2814 | 0.99
2016-09-24 03:00 | 179783.8 | 50 | -16.6 | 33.4 | 0 | 33.4 | 93.3867 | 160.6667 | 160.6667 | 0 | 160.6667 | 0 | 64.1994 | 96.4673 | 9843.0951 | 63.2277 | 0 | 0.98431
2016-09-24 04:00 | 179767.2 | 50 | -16.6 | 33.4 | 0 | 33.4 | 93.3867 | 160.6667 | 160.6667 | 0 | 160.6667 | 0 | 116.202 | 44.4646 | 9756.2745 | 96.4673 | 0 | 0.97563
2016-09-24 05:00 | 179750.6 | 50 | -16.6 | 33.4 | 0 | 33.4 | 93.3867 | 160.6667 | 160.6667 | 0 | 160.6667 | 2.8422e-14 | 488.5279 | -327.8613 | 9716.2563 | 44.4646 | 0 | 0.97163
2016-09-24 06:00 | 179734 | 50 | -16.6 | 33.4 | 0 | 33.4 | 93.3867 | 160.6667 | 160.6667 | 0 | 160.6667 | 2.8422e-14 | 451.3442 | -290.6775 | 9900 | -204.1596 | -532.0209 | 0.99
2016-09-24 07:00 | 179717.4 | 50 | -50 | 0 | 0 | 0 | 0 | 160.6667 | 0 | 0 | 0 | 160.6667 | 557.6785 | -557.6785 | 9900 | 0 | -290.6775 | 0.99
2016-09-24 08:00 | 179667.4 | 50 | 150.4 | 200.4 | 0 | 200.4 | 560.32 | 1492.3623 | 964 | 0 | 964 | 528.3623 | 1492.3623 | -528.3623 | 9900 | 0 | -557.6785 | 0.99
2016-09-24 09:00 | 179817.8 | 50 | 150.4 | 200.4 | 0 | 200.4 | 560.32 | 2260.4925 | 964 | 0 | 964 | 1296.4925 | 2260.4925 | -1296.4925 | 9900 | 0 | -528.3623 | 0.99
2016-09-24 10:00 | 179968.2 | 50 | 31.8 | 200.4 | 0 | 200.4 | 560.32 | 3032.6202 | 964 | 0 | 964 | 2068.6202 | 3032.6202 | -2068.6202 | 9900 | 0 | -1296.4925 | 0.99
2016-09-24 11:00 | 180000 | 50 | 0 | 200.4 | 118.6 | 200.4 | 560.32 | 3610.9271 | 393.489 | 570.511 | 393.489 | 3217.4381 | 3610.9271 | -3217.4381 | 9900 | 0 | -2068.6202 | 0.99
2016-09-24 12:00 | 180000 | 50 | 0 | 200.4 | 150.4 | 200.4 | 560.32 | 3904.1412 | 240.519 | 723.481 | 240.519 | 3663.6222 | 3904.1412 | -3663.6222 | 9900 | 0 | -3217.4381 | 0.99
2016-09-24 13:00 | 180000 | 50 | 0 | 200.4 | 150.4 | 200.4 | 560.32 | 3949.3342 | 240.519 | 723.481 | 240.519 | 3708.8152 | 3949.3342 | -3708.8152 | 9900 | 0 | -3663.6222 | 0.99
2016-09-24 14:00 | 180000 | 50 | 0 | 200.4 | 150.4 | 200.4 | 560.32 | 3783.2888 | 240.519 | 723.481 | 240.519 | 3542.7698 | 3783.2888 | -3542.7698 | 9900 | 0 | -3708.8152 | 0.99
2016-09-24 15:00 | 180000 | 50 | 0 | 200.4 | 150.4 | 200.4 | 560.32 | 1627.2465 | 240.519 | 723.481 | 240.519 | 1386.7275 | 1627.2465 | -1386.7275 | 9900 | 0 | -3542.7698 | 0.99
2016-09-24 16:00 | 180000 | 50 | 0 | 200.4 | 150.4 | 200.4 | 560.32 | 2953.956 | 240.519 | 723.481 | 240.519 | 2713.4371 | 2953.956 | -2713.4371 | 9900 | 0 | -1386.7275 | 0.99
2016-09-24 17:00 | 180000 | 50 | 0 | 200.4 | 150.4 | 200.4 | 560.32 | 2085.488 | 240.519 | 723.481 | 240.519 | 1844.969 | 2085.488 | -1844.969 | 9900 | 0 | -2713.4371 | 0.99
2016-09-24 18:00 | 180000 | 50 | 0 | 200.4 | 150.4 | 200.4 | 560.32 | 1065.1842 | 240.519 | 723.481 | 240.519 | 824.6653 | 1065.1842 | -824.6653 | 9900 | 0 | -1844.969 | 0.99
2016-09-24 19:00 | 180000 | 50 | -16.6 | 33.4 | 150.4 | 33.4 | 93.3867 | 160.6667 | -562.8144 | 723.481 | -562.8144 | 723.481 | 307.8058 | -870.6202 | 9900 | 0 | -824.6653 | 0.99
2016-09-24 20:00 | 179983.4 | 50 | -16.6 | 33.4 | 0 | 33.4 | 93.3867 | 160.6667 | 160.6667 | 0 | 160.6667 | 0 | 306.5583 | -145.8916 | 9900 | 0 | -870.6202 | 0.99
2016-09-24 21:00 | 179966.8 | 50 | -16.6 | 33.4 | 0 | 33.4 | 93.3867 | 160.6667 | 160.6667 | 0 | 160.6667 | 0 | 249.4882 | -88.8215 | 9900 | 0 | -145.8916 | 0.99
2016-09-24 22:00 | 179950.2 | 50 | -16.6 | 33.4 | 0 | 33.4 | 93.3867 | 160.6667 | 160.6667 | 0 | 160.6667 | 0 | 165.9913 | -5.3247 | 9900 | 0 | -88.8215 | 0.99
2016-09-24 23:00 | 179933.6 | 50 | -16.6 | 33.4 | 0 | 33.4 | 93.3867 | 160.6667 | 160.6667 | 0 | 160.6667 | 0 | 208.8865 | -48.2198 | 9900 | 0 | -5.3247 | 0.99
2016-09-25 | 179917 | 50 | -16.6 | 33.4 | 0 | 33.4 | 93.3867 | 160.6667 | 160.6667 | 0 | 160.6667 | 0 | 189.1399 | -28.4733 | 9900 | 0 | -48.2198 | 0.99
2016-09-25 01:00 | 179900.4 | 50 | -16.6 | 33.4 | 0 | 33.4 | 93.3867 | 160.6667 | 160.6667 | 0 | 160.6667 | 0 | 116.4329 | 44.2338 | 9900 | 0 | -28.4733 | 0.99
2016-09-25 02:00 | 179883.8 | 50 | -16.6 | 33.4 | 0 | 33.4 | 93.3867 | 160.6667 | 160.6667 | 0 | 160.6667 | 0 | 105.6739 | 54.9928 | 9860.1896 | 44.2338 | 0 | 0.98602
2016-09-25 03:00 | 179867.2 | 50 | -16.6 | 33.4 | 0 | 33.4 | 93.3867 | 160.6667 | 160.6667 | 0 | 160.6667 | 2.8422e-14 | 13.3058 | 147.3609 | 9810.6961 | 54.9928 | 0 | 0.98107
2016-09-25 04:00 | 179850.6 | 50 | -16.6 | 33.4 | 0 | 33.4 | 93.3867 | 160.6667 | 160.6667 | 0 | 160.6667 | 0 | 0.34473 | 160.3219 | 9678.0713 | 147.3609 | 0 | 0.96781
2016-09-25 05:00 | 179834 | 50 | -16.6 | 33.4 | 0 | 33.4 | 93.3867 | 160.6667 | 160.6667 | 0 | 160.6667 | 0 | 0.62006 | 160.0466 | 9533.7816 | 160.3219 | 0 | 0.95338
2016-09-25 06:00 | 179817.4 | 50 | -16.6 | 33.4 | 0 | 33.4 | 93.3867 | 160.6667 | 160.6667 | 0 | 160.6667 | 0 | 0.84805 | 159.8186 | 9389.7396 | 160.0466 | 0 | 0.93897
2016-09-25 07:00 | 179800.8 | 50 | -16.6 | 33.4 | 0 | 33.4 | 93.3867 | 160.6667 | 160.6667 | 0 | 160.6667 | 0 | 371.9928 | -211.3261 | 9245.9029 | 159.8186 | 0 | 0.92459
2016-09-25 08:00 | 179784.2 | 50 | 150.4 | 200.4 | 0 | 200.4 | 560.32 | 1781.1037 | 964 | 0 | 964 | 817.1037 | 1781.1037 | -817.1037 | 9436.0964 | -211.3261 | 0 | 0.94361
2016-09-25 09:00 | 179934.6 | 50 | 65.4 | 200.4 | 0 | 200.4 | 560.32 | 2911.7158 | 964 | 0 | 964 | 1947.7158 | 2911.7158 | -1947.7158 | 9900 | -515.4485 | -1332.5522 | 0.99
2016-09-25 10:00 | 180000 | 50 | 0 | 200.4 | 85 | 200.4 | 560.32 | 3538.8324 | 555.1178 | 408.8822 | 555.1178 | 2983.7146 | 3538.8324 | -2983.7146 | 9900 | 0 | -1947.7158 | 0.99
2016-09-25 11:00 | 180000 | 50 | 0 | 200.4 | 150.4 | 200.4 | 560.32 | 4181.737 | 240.519 | 723.481 | 240.519 | 3941.2181 | 4181.737 | -3941.2181 | 9900 | 0 | -2983.7146 | 0.99
2016-09-25 12:00 | 180000 | 50 | 0 | 200.4 | 150.4 | 200.4 | 560.32 | 4386.4644 | 240.519 | 723.481 | 240.519 | 4145.9454 | 4386.4644 | -4145.9454 | 9900 | 0 | -3941.2181 | 0.99
2016-09-25 13:00 | 180000 | 50 | 0 | 200.4 | 150.4 | 200.4 | 560.32 | 4280.7608 | 240.519 | 723.481 | 240.519 | 4040.2419 | 4280.7608 | -4040.2419 | 9900 | 0 | -4145.9454 | 0.99
2016-09-25 14:00 | 180000 | 50 | 0 | 200.4 | 150.4 | 200.4 | 560.32 | 4029.3274 | 240.519 | 723.481 | 240.519 | 3788.8084 | 4029.3274 | -3788.8084 | 9900 | 0 | -4040.2419 | 0.99
2016-09-25 15:00 | 180000 | 50 | 0 | 200.4 | 150.4 | 200.4 | 560.32 | 3510.4536 | 240.519 | 723.481 | 240.519 | 3269.9346 | 3510.4536 | -3269.9346 | 9900 | 0 | -3788.8084 | 0.99
2016-09-25 16:00 | 180000 | 50 | 0 | 200.4 | 150.4 | 200.4 | 560.32 | 2421.637 | 240.519 | 723.481 | 240.519 | 2181.1181 | 2421.637 | -2181.1181 | 9900 | 0 | -3269.9346 | 0.99
2016-09-25 17:00 | 180000 | 50 | 0 | 200.4 | 150.4 | 200.4 | 560.32 | 1992.4289 | 240.519 | 723.481 | 240.519 | 1751.9099 | 1992.4289 | -1751.9099 | 9900 | 0 | -2181.1181 | 0.99
2016-09-25 18:00 | 180000 | 50 | 0 | 200.4 | 150.4 | 200.4 | 560.32 | 1020.8507 | 240.519 | 723.481 | 240.519 | 780.3317 | 1020.8507 | -780.3317 | 9900 | 0 | -1751.9099 | 0.99
2016-09-25 19:00 | 180000 | 50 | -16.6 | 33.4 | 150.4 | 33.4 | 93.3867 | 160.6667 | -562.8144 | 723.481 | -562.8144 | 723.481 | 294.9472 | -857.7616 | 9900 | 0 | -780.3317 | 0.99
2016-09-25 20:00 | 179983.4 | 50 | -16.6 | 33.4 | 0 | 33.4 | 93.3867 | 160.6667 | 160.6667 | 0 | 160.6667 | 0 | 295.3119 | -134.6452 | 9900 | 0 | -857.7616 | 0.99
2016-09-25 21:00 | 179966.8 | 50 | -16.6 | 33.4 | 0 | 33.4 | 93.3867 | 160.6667 | 160.6667 | 0 | 160.6667 | 0 | 314.7532 | -154.0866 | 9900 | 0 | -134.6452 | 0.99
2016-09-25 22:00 | 179950.2 | 50 | -16.6 | 33.4 | 0 | 33.4 | 93.3867 | 160.6667 | 160.6667 | 0 | 160.6667 | 0 | 309.8593 | -149.1926 | 9900 | 0 | -154.0866 | 0.99
2016-09-25 23:00 | 179933.6 | 50 | -16.6 | 33.4 | 0 | 33.4 | 93.3867 | 160.6667 | 160.6667 | 0 | 160.6667 | 0 | 330.7017 | -170.0351 | 9900 | 0 | -149.1926 | 0.99
2016-09-26 | 179917 | 50 | -16.6 | 33.4 | 0 | 33.4 | 93.3867 | 160.6667 | 160.6667 | 0 | 160.6667 | 0 | 379.3532 | -218.6866 | 9900 | 0 | -170.0351 | 0.99
2016-09-26 01:00 | 179900.4 | 50 | -16.6 | 33.4 | 0 | 33.4 | 93.3867 | 160.6667 | 160.6667 | 0 | 160.6667 | 0 | 398.7806 | -238.114 | 9900 | 0 | -218.6866 | 0.99
2016-09-26 02:00 | 179883.8 | 50 | -50 | 0 | 0 | 0 | 0 | 160.6667 | 0 | 0 | 0 | 160.6667 | 471.2375 | -471.2375 | 9900 | 0 | -238.114 | 0.99
2016-09-26 03:00 | 179833.8 | 50 | -16.6 | 33.4 | 0 | 33.4 | 93.3867 | 160.6667 | 160.6667 | 0 | 160.6667 | 2.8422e-14 | 494.4505 | -333.7839 | 9900 | 0 | -471.2375 | 0.99
2016-09-26 04:00 | 179817.2 | 50 | -16.6 | 33.4 | 0 | 33.4 | 93.3867 | 160.6667 | 160.6667 | 0 | 160.6667 | 0 | 304.3128 | -143.6461 | 9900 | 0 | -333.7839 | 0.99
2016-09-26 05:00 | 179800.6 | 50 | -16.6 | 33.4 | 0 | 33.4 | 93.3867 | 160.6667 | 160.6667 | 0 | 160.6667 | 0 | 238.8241 | -78.1575 | 9900 | 0 | -143.6461 | 0.99
2016-09-26 06:00 | 179784 | 50 | -16.6 | 33.4 | 0 | 33.4 | 93.3867 | 160.6667 | 160.6667 | 0 | 160.6667 | 0 | 330.2028 | -169.5361 | 9900 | 0 | -78.1575 | 0.99
2016-09-26 07:00 | 179767.4 | 50 | -50 | 0 | 0 | 0 | 0 | 160.6667 | 0 | 0 | 0 | 160.6667 | 577.0233 | -577.0233 | 9900 | 0 | -169.5361 | 0.99
2016-09-26 08:00 | 179717.4 | 50 | 150.4 | 200.4 | 0 | 200.4 | 560.32 | 1614.4554 | 964 | 0 | 964 | 650.4554 | 1614.4554 | -650.4554 | 9900 | 0 | -577.0233 | 0.99
2016-09-26 09:00 | 179867.8 | 50 | 132.2 | 200.4 | 0 | 200.4 | 560.32 | 2548.7129 | 964 | 0 | 964 | 1584.7129 | 2548.7129 | -1584.7129 | 9900 | 0 | -650.4554 | 0.99
2016-09-26 10:00 | 180000 | 50 | 0 | 200.4 | 18.2 | 200.4 | 560.32 | 3364.3876 | 876.4511 | 87.5489 | 876.4511 | 2487.9365 | 3364.3876 | -2487.9365 | 9900 | 0 | -1584.7129 | 0.99
2016-09-26 11:00 | 180000 | 50 | 0 | 200.4 | 150.4 | 200.4 | 560.32 | 3862.6005 | 240.519 | 723.481 | 240.519 | 3622.0816 | 3862.6005 | -3622.0816 | 9900 | 0 | -2487.9365 | 0.99
2016-09-26 12:00 | 180000 | 50 | 0 | 200.4 | 150.4 | 200.4 | 560.32 | 4191.4638 | 240.519 | 723.481 | 240.519 | 3950.9448 | 4191.4638 | -3950.9448 | 9900 | 0 | -3622.0816 | 0.99
2016-09-26 13:00 | 180000 | 50 | 0 | 200.4 | 150.4 | 200.4 | 560.32 | 4164.5476 | 240.519 | 723.481 | 240.519 | 3924.0286 | 4164.5476 | -3924.0286 | 9900 | 0 | -3950.9448 | 0.99
2016-09-26 14:00 | 180000 | 50 | 0 | 200.4 | 150.4 | 200.4 | 560.32 | 4054.9206 | 240.519 | 723.481 | 240.519 | 3814.4017 | 4054.9206 | -3814.4017 | 9900 | 0 | -3924.0286 | 0.99
2016-09-26 15:00 | 180000 | 50 | 0 | 200.4 | 150.4 | 200.4 | 560.32 | 3605.3751 | 240.519 | 723.481 | 240.519 | 3364.8562 | 3605.3751 | -3364.8562 | 9900 | 0 | -3814.4017 | 0.99
2016-09-26 16:00 | 180000 | 50 | 0 | 200.4 | 150.4 | 200.4 | 560.32 | 3207.8248 | 240.519 | 723.481 | 240.519 | 2967.3058 | 3207.8248 | -2967.3058 | 9900 | 0 | -3364.8562 | 0.99
2016-09-26 17:00 | 180000 | 50 | 0 | 200.4 | 150.4 | 200.4 | 560.32 | 2392.6757 | 240.519 | 723.481 | 240.519 | 2152.1568 | 2392.6757 | -2152.1568 | 9900 | 0 | -2967.3058 | 0.99
2016-09-26 18:00 | 180000 | 50 | 0 | 200.4 | 150.4 | 200.4 | 560.32 | 1391.7451 | 240.519 | 723.481 | 240.519 | 1151.2261 | 1391.7451 | -1151.2261 | 9900 | 0 | -2152.1568 | 0.99
2016-09-26 19:00 | 180000 | 50 | -50 | 0 | 150.4 | 0 | 0 | 160.6667 | -723.481 | 723.481 | -723.481 | 884.1477 | 799.8536 | -1523.3346 | 9900 | 0 | -1151.2261 | 0.99
2016-09-26 20:00 | 179950 | 50 | -50 | 0 | 0 | 0 | 0 | 160.6667 | 0 | 0 | 0 | 160.6667 | 826.5887 | -826.5887 | 9900 | 0 | -1523.3346 | 0.99
2016-09-26 21:00 | 179900 | 50 | -50 | 0 | 0 | 0 | 0 | 160.6667 | 0 | 0 | 0 | 160.6667 | 710.7676 | -710.7676 | 9900 | 0 | -826.5887 | 0.99
2016-09-26 22:00 | 179850 | 50 | -50 | 0 | 0 | 0 | 0 | 160.6667 | 0 | 0 | 0 | 160.6667 | 624.8413 | -624.8413 | 9900 | 0 | -710.7676 | 0.99
2016-09-26 23:00 | 179800 | 50 | -50 | 0 | 0 | 0 | 0 | 160.6667 | 0 | 0 | 0 | 160.6667 | 818.1494 | -818.1494 | 9900 | 0 | -624.8413 | 0.99
2016-09-27 | 179750 | 50 | -50 | 0 | 0 | 0 | 0 | 160.6667 | 0 | 0 | 0 | 160.6667 | 830.0693 | -830.0693 | 9900 | 0 | -818.1494 | 0.99
2016-09-27 01:00 | 179700 | 50 | -50 | 0 | 0 | 0 | 0 | 160.6667 | 0 | 0 | 0 | 160.6667 | 929.7727 | -929.7727 | 9900 | 0 | -830.0693 | 0.99
2016-09-27 02:00 | 179650 | 50 | -50 | 0 | 0 | 0 | 0 | 160.6667 | 0 | 0 | 0 | 160.6667 | 916.7749 | -916.7749 | 9900 | 0 | -929.7727 | 0.99
2016-09-27 03:00 | 179600 | 50 | -50 | 0 | 0 | 0 | 0 | 160.6667 | 0 | 0 | 0 | 160.6667 | 806.0714 | -806.0714 | 9900 | 0 | -916.7749 | 0.99
2016-09-27 04:00 | 179550 | 50 | -50 | 0 | 0 | 0 | 0 | 160.6667 | 0 | 0 | 0 | 160.6667 | 659.8997 | -659.8997 | 9900 | 0 | -806.0714 | 0.99
2016-09-27 05:00 | 179500 | 50 | -50 | 0 | 0 | 0 | 0 | 160.6667 | 0 | 0 | 0 | 160.6667 | 549.2171 | -549.2171 | 9900 | 0 | -659.8997 | 0.99
2016-09-27 06:00 | 179450 | 50 | -16.6 | 33.4 | 0 | 33.4 | 93.3867 | 160.6667 | 160.6667 | 0 | 160.6667 | 0 | 388.2965 | -227.6299 | 9900 | 0 | -549.2171 | 0.99
2016-09-27 07:00 | 179433.4 | 50 | -50 | 0 | 0 | 0 | 0 | 160.6667 | 0 | 0 | 0 | 160.6667 | 626.7223 | -626.7223 | 9900 | 0 | -227.6299 | 0.99
2016-09-27 08:00 | 179383.4 | 50 | 150.4 | 200.4 | 0 | 200.4 | 560.32 | 1868.3421 | 964 | 0 | 964 | 904.3421 | 1868.3421 | -904.3421 | 9900 | 0 | -626.7223 | 0.99
2016-09-27 09:00 | 179533.8 | 50 | 150.4 | 200.4 | 0 | 200.4 | 560.32 | 2913.3438 | 964 | 0 | 964 | 1949.3438 | 2913.3438 | -1949.3438 | 9900 | 0 | -904.3421 | 0.99
2016-09-27 10:00 | 179684.2 | 50 | 150.4 | 200.4 | 0 | 200.4 | 560.32 | 3841.5562 | 964 | 0 | 964 | 2877.5562 | 3841.5562 | -2877.5562 | 9900 | 0 | -1949.3438 | 0.99
2016-09-27 11:00 | 179834.6 | 50 | 150.4 | 200.4 | 0 | 200.4 | 560.32 | 4496.9642 | 964 | 0 | 964 | 3532.9642 | 4496.9642 | -3532.9642 | 9900 | 0 | -2877.5562 | 0.99
2016-09-27 12:00 | 179985 | 50 | 15 | 200.4 | 0 | 200.4 | 560.32 | 3455.3276 | 964 | 0 | 964 | 2491.3276 | 3455.3276 | -2491.3276 | 9900 | 0 | -3532.9642 | 0.99
2016-09-27 13:00 | 180000 | 50 | 0 | 200.4 | 135.4 | 200.4 | 560.32 | 4873.884 | 312.6747 | 651.3253 | 312.6747 | 4561.2093 | 4873.884 | -4561.2093 | 9900 | 0 | -2491.3276 | 0.99
2016-09-27 14:00 | 180000 | 50 | 0 | 200.4 | 150.4 | 200.4 | 560.32 | 4655.4126 | 240.519 | 723.481 | 240.519 | 4414.8936 | 4655.4126 | -4414.8936 | 9900 | 0 | -4561.2093 | 0.99
2016-09-27 15:00 | 180000 | 50 | 0 | 200.4 | 150.4 | 200.4 | 560.32 | 3279.5898 | 240.519 | 723.481 | 240.519 | 3039.0709 | 3279.5898 | -3039.0709 | 9900 | 0 | -4414.8936 | 0.99
2016-09-27 16:00 | 180000 | 50 | 0 | 200.4 | 150.4 | 200.4 | 560.32 | 3492.3531 | 240.519 | 723.481 | 240.519 | 3251.8341 | 3492.3531 | -3251.8341 | 9900 | 0 | -3039.0709 | 0.99
2016-09-27 17:00 | 180000 | 50 | 0 | 200.4 | 150.4 | 200.4 | 560.32 | 2622.7769 | 240.519 | 723.481 | 240.519 | 2382.258 | 2622.7769 | -2382.258 | 9900 | 0 | -3251.8341 | 0.99
2016-09-27 18:00 | 180000 | 50 | 0 | 200.4 | 150.4 | 200.4 | 560.32 | 1621.7909 | 240.519 | 723.481 | 240.519 | 1381.2719 | 1621.7909 | -1381.2719 | 9900 | 0 | -2382.258 | 0.99
2016-09-27 19:00 | 180000 | 50 | -50 | 0 | 150.4 | 0 | 0 | 160.6667 | -723.481 | 723.481 | -723.481 | 884.1477 | 827.1731 | -1550.6542 | 9900 | 0 | -1381.2719 | 0.99
2016-09-27 20:00 | 179950 | 50 | -50 | 0 | 0 | 0 | 0 | 160.6667 | 0 | 0 | 0 | 160.6667 | 738.6364 | -738.6364 | 9900 | 0 | -1550.6542 | 0.99
2016-09-27 21:00 | 179900 | 50 | -50 | 0 | 0 | 0 | 0 | 160.6667 | 0 | 0 | 0 | 160.6667 | 721.9733 | -721.9733 | 9900 | 0 | -738.6364 | 0.99
2016-09-27 22:00 | 179850 | 50 | -16.6 | 33.4 | 0 | 33.4 | 93.3867 | 160.6667 | 160.6667 | 0 | 160.6667 | 0 | 333.0816 | -172.4149 | 9900 | 0 | -721.9733 | 0.99
2016-09-27 23:00 | 179833.4 | 50 | -50 | 0 | 0 | 0 | 0 | 160.6667 | 0 | 0 | 0 | 160.6667 | 790.8845 | -790.8845 | 9900 | 0 | -172.4149 | 0.99
2016-09-28 | 179783.4 | 50 | -50 | 0 | 0 | 0 | 0 | 160.6667 | 0 | 0 | 0 | 160.6667 | 674.5425 | -674.5425 | 9900 | 0 | -790.8845 | 0.99
2016-09-28 01:00 | 179733.4 | 50 | -50 | 0 | 0 | 0 | 0 | 160.6667 | 0 | 0 | 0 | 160.6667 | 722.1075 | -722.1075 | 9900 | 0 | -674.5425 | 0.99
2016-09-28 02:00 | 179683.4 | 50 | -50 | 0 | 0 | 0 | 0 | 160.6667 | 0 | 0 | 0 | 160.6667 | 709.0455 | -709.0455 | 9900 | 0 | -722.1075 | 0.99
2016-09-28 03:00 | 179633.4 | 50 | -50 | 0 | 0 | 0 | 0 | 160.6667 | 0 | 0 | 0 | 160.6667 | 847.5887 | -847.5887 | 9900 | 0 | -709.0455 | 0.99
2016-09-28 04:00 | 179583.4 | 50 | -50 | 0 | 0 | 0 | 0 | 160.6667 | 0 | 0 | 0 | 160.6667 | 619.9691 | -619.9691 | 9900 | 0 | -847.5887 | 0.99
2016-09-28 05:00 | 179533.4 | 50 | -50 | 0 | 0 | 0 | 0 | 160.6667 | 0 | 0 | 0 | 160.6667 | 513.4843 | -513.4843 | 9900 | 0 | -619.9691 | 0.99
2016-09-28 06:00 | 179483.4 | 50 | -50 | 0 | 0 | 0 | 0 | 160.6667 | 0 | 0 | 0 | 160.6667 | 849.4849 | -849.4849 | 9900 | 0 | -513.4843 | 0.99
2016-09-28 07:00 | 179433.4 | 50 | 150.4 | 200.4 | 0 | 200.4 | 560.32 | 998.2548 | 964 | 0 | 964 | 34.2548 | 998.2548 | -34.2548 | 9900 | 0 | -849.4849 | 0.99
2016-09-28 08:00 | 179583.8 | 50 | 150.4 | 200.4 | 0 | 200.4 | 560.32 | 1766.8212 | 964 | 0 | 964 | 802.8212 | 1766.8212 | -802.8212 | 9900 | 0 | -34.2548 | 0.99
2016-09-28 09:00 | 179734.2 | 50 | 150.4 | 200.4 | 0 | 200.4 | 560.32 | 3063.0272 | 964 | 0 | 964 | 2099.0272 | 3063.0272 | -2099.0272 | 9900 | 0 | -802.8212 | 0.99
2016-09-28 10:00 | 179884.6 | 50 | 115.4 | 200.4 | 0 | 200.4 | 560.32 | 3912.683 | 964 | 0 | 964 | 2948.683 | 3912.683 | -2948.683 | 9900 | 0 | -2099.0272 | 0.99
2016-09-28 11:00 | 180000 | 50 | 0 | 200.4 | 35 | 200.4 | 560.32 | 4492.7184 | 795.6367 | 168.3633 | 795.6367 | 3697.0817 | 4492.7184 | -3697.0817 | 9900 | 0 | -2948.683 | 0.99
2016-09-28 12:00 | 180000 | 50 | 0 | 200.4 | 150.4 | 200.4 | 560.32 | 4810.2292 | 240.519 | 723.481 | 240.519 | 4569.7102 | 4810.2292 | -4569.7102 | 9900 | 0 | -3697.0817 | 0.99
2016-09-28 13:00 | 180000 | 50 | 0 | 200.4 | 150.4 | 200.4 | 560.32 | 4860.7341 | 240.519 | 723.481 | 240.519 | 4620.2152 | 4860.7341 | -4620.2152 | 9900 | 0 | -4569.7102 | 0.99
2016-09-28 14:00 | 180000 | 50 | 0 | 200.4 | 150.4 | 200.4 | 560.32 | 4641.7287 | 240.519 | 723.481 | 240.519 | 4401.2098 | 4641.7287 | -4401.2098 | 9900 | 0 | -4620.2152 | 0.99
2016-09-28 15:00 | 180000 | 50 | 0 | 200.4 | 150.4 | 200.4 | 560.32 | 4168.3607 | 240.519 | 723.481 | 240.519 | 3927.8418 | 4168.3607 | -3927.8418 | 9900 | 0 | -4401.2098 | 0.99
2016-09-28 16:00 | 180000 | 50 | 0 | 200.4 | 150.4 | 200.4 | 560.32 | 3472.8895 | 240.519 | 723.481 | 240.519 | 3232.3705 | 3472.8895 | -3232.3705 | 9900 | 0 | -3927.8418 | 0.99
2016-09-28 17:00 | 180000 | 50 | 0 | 200.4 | 150.4 | 200.4 | 560.32 | 2602.7101 | 240.519 | 723.481 | 240.519 | 2362.1911 | 2602.7101 | -2362.1911 | 9900 | 0 | -3232.3705 | 0.99
2016-09-28 18:00 | 180000 | 50 | 0 | 200.4 | 150.4 | 200.4 | 560.32 | 1613.2935 | 240.519 | 723.481 | 240.519 | 1372.7745 | 1613.2935 | -1372.7745 | 9900 | 0 | -2362.1911 | 0.99
2016-09-28 19:00 | 180000 | 50 | 0 | 200.4 | 150.4 | 200.4 | 560.32 | 968.8478 | 240.519 | 723.481 | 240.519 | 728.3288 | 968.8478 | -728.3288 | 9900 | 0 | -1372.7745 | 0.99
2016-09-28 20:00 | 180000 | 50 | 0 | 200.4 | 150.4 | 200.4 | 560.32 | 979.6659 | 240.519 | 723.481 | 240.519 | 739.147 | 979.6659 | -739.147 | 9900 | 0 | -728.3288 | 0.99
2016-09-28 21:00 | 180000 | 50 | 0 | 200.4 | 150.4 | 200.4 | 560.32 | 989.3124 | 240.519 | 723.481 | 240.519 | 748.7935 | 989.3124 | -748.7935 | 9900 | 0 | -739.147 | 0.99
2016-09-28 22:00 | 180000 | 50 | 0 | 200.4 | 150.4 | 200.4 | 560.32 | 967.5245 | 240.519 | 723.481 | 240.519 | 727.0056 | 967.5245 | -727.0056 | 9900 | 0 | -748.7935 | 0.99
2016-09-28 23:00 | 180000 | 50 | -50 | 0 | 150.4 | 0 | 0 | 160.6667 | -723.481 | 723.481 | -723.481 | 884.1477 | 938.4415 | -1661.9226 | 9900 | 0 | -727.0056 | 0.99
2016-09-29 | 179950 | 50 | -50 | 0 | 0 | 0 | 0 | 160.6667 | 0 | 0 | 0 | 160.6667 | 884.0044 | -884.0044 | 9900 | 0 | -1661.9226 | 0.99
2016-09-29 01:00 | 179900 | 50 | -50 | 0 | 0 | 0 | 0 | 160.6667 | 0 | 0 | 0 | 160.6667 | 865.6277 | -865.6277 | 9900 | 0 | -884.0044 | 0.99
2016-09-29 02:00 | 179850 | 50 | -50 | 0 | 0 | 0 | 0 | 160.6667 | 0 | 0 | 0 | 160.6667 | 858.8874 | -858.8874 | 9900 | 0 | -865.6277 | 0.99
2016-09-29 03:00 | 179800 | 50 | -50 | 0 | 0 | 0 | 0 | 160.6667 | 0 | 0 | 0 | 160.6667 | 837.342 | -837.342 | 9900 | 0 | -858.8874 | 0.99
2016-09-29 04:00 | 179750 | 50 | -50 | 0 | 0 | 0 | 0 | 160.6667 | 0 | 0 | 0 | 160.6667 | 726.8493 | -726.8493 | 9900 | 0 | -837.342 | 0.99
2016-09-29 05:00 | 179700 | 50 | -50 | 0 | 0 | 0 | 0 | 160.6667 | 0 | 0 | 0 | 160.6667 | 763.3514 | -763.3514 | 9900 | 0 | -726.8493 | 0.99
2016-09-29 06:00 | 179650 | 50 | -50 | 0 | 0 | 0 | 0 | 160.6667 | 0 | 0 | 0 | 160.6667 | 795.3355 | -795.3355 | 9900 | 0 | -763.3514 | 0.99
2016-09-29 07:00 | 179600 | 50 | -50 | 0 | 0 | 0 | 0 | 160.6667 | 0 | 0 | 0 | 160.6667 | 941.3923 | -941.3923 | 9900 | 0 | -795.3355 | 0.99
2016-09-29 08:00 | 179550 | 50 | 150.4 | 200.4 | 0 | 200.4 | 560.32 | 2155.3962 | 964 | 0 | 964 | 1191.3962 | 2155.3962 | -1191.3962 | 9900 | 0 | -941.3923 | 0.99
2016-09-29 09:00 | 179700.4 | 50 | 150.4 | 200.4 | 0 | 200.4 | 560.32 | 3142.1694 | 964 | 0 | 964 | 2178.1694 | 3142.1694 | -2178.1694 | 9900 | 0 | -1191.3962 | 0.99
2016-09-29 10:00 | 179850.8 | 50 | 149.2 | 200.4 | 0 | 200.4 | 560.32 | 3916.06 | 964 | 0 | 964 | 2952.06 | 3916.06 | -2952.06 | 9900 | 0 | -2178.1694 | 0.99
2016-09-29 11:00 | 180000 | 50 | 0 | 200.4 | 1.2 | 200.4 | 560.32 | 4481.4259 | 958.2275 | 5.7725 | 958.2275 | 3523.1984 | 4481.4259 | -3523.1984 | 9900 | 0 | -2952.06 | 0.99
2016-09-29 12:00 | 180000 | 50 | 0 | 200.4 | 150.4 | 200.4 | 560.32 | 4796.0193 | 240.519 | 723.481 | 240.519 | 4555.5003 | 4796.0193 | -4555.5003 | 9900 | 0 | -3523.1984 | 0.99
2016-09-29 13:00 | 180000 | 50 | 0 | 200.4 | 150.4 | 200.4 | 560.32 | 4844.4191 | 240.519 | 723.481 | 240.519 | 4603.9001 | 4844.4191 | -4603.9001 | 9900 | 0 | -4555.5003 | 0.99
2016-09-29 14:00 | 180000 | 50 | 0 | 200.4 | 150.4 | 200.4 | 560.32 | 4624.3423 | 240.519 | 723.481 | 240.519 | 4383.8233 | 4624.3423 | -4383.8233 | 9900 | 0 | -4603.9001 | 0.99
2016-09-29 15:00 | 180000 | 50 | 0 | 200.4 | 150.4 | 200.4 | 560.32 | 4149.7715 | 240.519 | 723.481 | 240.519 | 3909.2525 | 4149.7715 | -3909.2525 | 9900 | 0 | -4383.8233 | 0.99
2016-09-29 16:00 | 180000 | 50 | 0 | 200.4 | 150.4 | 200.4 | 560.32 | 3453.3941 | 240.519 | 723.481 | 240.519 | 3212.8751 | 3453.3941 | -3212.8751 | 9900 | 0 | -3909.2525 | 0.99
2016-09-29 17:00 | 180000 | 50 | 0 | 200.4 | 150.4 | 200.4 | 560.32 | 2580.2508 | 240.519 | 723.481 | 240.519 | 2339.7319 | 2580.2508 | -2339.7319 | 9900 | 0 | -3212.8751 | 0.99
2016-09-29 18:00 | 180000 | 50 | 0 | 200.4 | 150.4 | 200.4 | 560.32 | 1567.7164 | 240.519 | 723.481 | 240.519 | 1327.1974 | 1567.7164 | -1327.1974 | 9900 | 0 | -2339.7319 | 0.99
2016-09-29 19:00 | 180000 | 50 | -50 | 0 | 150.4 | 0 | 0 | 160.6667 | -723.481 | 723.481 | -723.481 | 884.1477 | 944.2749 | -1667.756 | 9900 | 0 | -1327.1974 | 0.99
2016-09-29 20:00 | 179950 | 50 | -50 | 0 | 0 | 0 | 0 | 160.6667 | 0 | 0 | 0 | 160.6667 | 895.2121 | -895.2121 | 9900 | 0 | -1667.756 | 0.99
2016-09-29 21:00 | 179900 | 50 | -50 | 0 | 0 | 0 | 0 | 160.6667 | 0 | 0 | 0 | 160.6667 | 865.8745 | -865.8745 | 9900 | 0 | -895.2121 | 0.99
2016-09-29 22:00 | 179850 | 50 | -50 | 0 | 0 | 0 | 0 | 160.6667 | 0 | 0 | 0 | 160.6667 | 614.7793 | -614.7793 | 9900 | 0 | -865.8745 | 0.99
2016-09-29 23:00 | 179800 | 50 | -50 | 0 | 0 | 0 | 0 | 160.6667 | 0 | 0 | 0 | 160.6667 | 834.4459 | -834.4459 | 9900 | 0 | -614.7793 | 0.99
2016-09-30 | 179750 | 50 | -50 | 0 | 0 | 0 | 0 | 160.6667 | 0 | 0 | 0 | 160.6667 | 553.9304 | -553.9304 | 9900 | 0 | -834.4459 | 0.99
2016-09-30 01:00 | 179700 | 50 | -50 | 0 | 0 | 0 | 0 | 160.6667 | 0 | 0 | 0 | 160.6667 | 518.6905 | -518.6905 | 9900 | 0 | -553.9304 | 0.99
2016-09-30 02:00 | 179650 | 50 | -50 | 0 | 0 | 0 | 0 | 160.6667 | 0 | 0 | 0 | 160.6667 | 444.4185 | -444.4185 | 9900 | 0 | -518.6905 | 0.99
2016-09-30 03:00 | 179600 | 50 | -16.6 | 33.4 | 0 | 33.4 | 93.3867 | 160.6667 | 160.6667 | 0 | 160.6667 | 0 | 379.5643 | -218.8977 | 9900 | 0 | -444.4185 | 0.99
2016-09-30 04:00 | 179583.4 | 50 | -50 | 0 | 0 | 0 | 0 | 160.6667 | 0 | 0 | 0 | 160.6667 | 490.0085 | -490.0085 | 9900 | 0 | -218.8977 | 0.99
2016-09-30 05:00 | 179533.4 | 50 | -50 | 0 | 0 | 0 | 0 | 160.6667 | 0 | 0 | 0 | 160.6667 | 576.517 | -576.517 | 9900 | 0 | -490.0085 | 0.99
2016-09-30 06:00 | 179483.4 | 50 | -50 | 0 | 0 | 0 | 0 | 160.6667 | 0 | 0 | 0 | 160.6667 | 739.3074 | -739.3074 | 9900 | 0 | -576.517 | 0.99
2016-09-30 07:00 | 179433.4 | 50 | -50 | 0 | 0 | 0 | 0 | 160.6667 | 0 | 0 | 0 | 160.6667 | 652.0048 | -652.0048 | 9900 | 0 | -739.3074 | 0.99
2016-09-30 08:00 | 179383.4 | 50 | 150.4 | 200.4 | 0 | 200.4 | 560.32 | 1766.8877 | 964 | 0 | 964 | 802.8877 | 1766.8877 | -802.8877 | 9900 | 0 | -652.0048 | 0.99
2016-09-30 09:00 | 179533.8 | 50 | 150.4 | 200.4 | 0 | 200.4 | 560.32 | 2748.6131 | 964 | 0 | 964 | 1784.6131 | 2748.6131 | -1784.6131 | 9900 | 0 | -802.8877 | 0.99
2016-09-30 10:00 | 179684.2 | 50 | 150.4 | 200.4 | 0 | 200.4 | 560.32 | 3469.8555 | 964 | 0 | 964 | 2505.8555 | 3469.8555 | -2505.8555 | 9900 | 0 | -1784.6131 | 0.99
2016-09-30 11:00 | 179834.6 | 50 | 150.4 | 200.4 | 0 | 200.4 | 560.32 | 3839.8628 | 964 | 0 | 964 | 2875.8628 | 3839.8628 | -2875.8628 | 9900 | 0 | -2505.8555 | 0.99
2016-09-30 12:00 | 179985 | 50 | 15 | 200.4 | 0 | 200.4 | 560.32 | 3753.8071 | 964 | 0 | 964 | 2789.8071 | 3753.8071 | -2789.8071 | 9900 | 0 | -2875.8628 | 0.99
2016-09-30 13:00 | 180000 | 50 | 0 | 200.4 | 135.4 | 200.4 | 560.32 | 3998.3124 | 312.6747 | 651.3253 | 312.6747 | 3685.6378 | 3998.3124 | -3685.6378 | 9900 | 0 | -2789.8071 | 0.99
2016-09-30 14:00 | 180000 | 50 | 0 | 200.4 | 150.4 | 200.4 | 560.32 | 3945.7849 | 240.519 | 723.481 | 240.519 | 3705.2659 | 3945.7849 | -3705.2659 | 9900 | 0 | -3685.6378 | 0.99
2016-09-30 15:00 | 180000 | 50 | 0 | 200.4 | 150.4 | 200.4 | 560.32 | 3607.5228 | 240.519 | 723.481 | 240.519 | 3367.0038 | 3607.5228 | -3367.0038 | 9900 | 0 | -3705.2659 | 0.99
2016-09-30 16:00 | 180000 | 50 | 0 | 200.4 | 150.4 | 200.4 | 560.32 | 2998.4901 | 240.519 | 723.481 | 240.519 | 2757.9711 | 2998.4901 | -2757.9711 | 9900 | 0 | -3367.0038 | 0.99
2016-09-30 17:00 | 180000 | 50 | 0 | 200.4 | 150.4 | 200.4 | 560.32 | 1497.9966 | 240.519 | 723.481 | 240.519 | 1257.4777 | 1497.9966 | -1257.4777 | 9900 | 0 | -2757.9711 | 0.99
2016-09-30 18:00 | 180000 | 50 | 0 | 200.4 | 150.4 | 200.4 | 560.32 | 1078.1294 | 240.519 | 723.481 | 240.519 | 837.6105 | 1078.1294 | -837.6105 | 9900 | 0 | -1257.4777 | 0.99
2016-09-30 19:00 | 180000 | 50 | -50 | 0 | 150.4 | 0 | 0 | 160.6667 | -723.481 | 723.481 | -723.481 | 884.1477 | 558.1406 | -1281.6216 | 9900 | 0 | -837.6105 | 0.99
2016-09-30 20:00 | 179950 | 50 | -16.6 | 33.4 | 0 | 33.4 | 93.3867 | 160.6667 | 160.6667 | 0 | 160.6667 | 2.8422e-14 | 448.3351 | -287.6684 | 9900 | 0 | -1281.6216 | 0.99
2016-09-30 21:00 | 179933.4 | 50 | -16.6 | 33.4 | 0 | 33.4 | 93.3867 | 160.6667 | 160.6667 | 0 | 160.6667 | 0 | 308.0361 | -147.3694 | 9900 | 0 | -287.6684 | 0.99
2016-09-30 22:00 | 179916.8 | 50 | -16.6 | 33.4 | 0 | 33.4 | 93.3867 | 160.6667 | 160.6667 | 0 | 160.6667 | 0 | 155.9827 | 4.684 | 9900 | 0 | -147.3694 | 0.99
2016-09-30 23:00 | 179900.2 | 50 | -16.6 | 33.4 | 0 | 33.4 | 93.3867 | 160.6667 | 160.6667 | 0 | 160.6667 | 0 | 237.1609 | -76.4943 | 9895.7844 | 4.684 | 0 | 0.98958
2016-10-01 | 179883.6 | 50 | -16.6 | 33.4 | 0 | 33.4 | 93.3867 | 160.6667 | 160.6667 | 0 | 160.6667 | 0 | 258.5053 | -97.8386 | 9900 | -4.684 | -81.1782 | 0.99
2016-10-01 01:00 | 179867 | 50 | -16.6 | 33.4 | 0 | 33.4 | 93.3867 | 160.6667 | 160.6667 | 0 | 160.6667 | 0 | 276.9067 | -116.2401 | 9900 | 0 | -97.8386 | 0.99
2016-10-01 02:00 | 179850.4 | 50 | -16.6 | 33.4 | 0 | 33.4 | 93.3867 | 160.6667 | 160.6667 | 0 | 160.6667 | 0 | 261.5056 | -100.839 | 9900 | 0 | -116.2401 | 0.99
2016-10-01 03:00 | 179833.8 | 50 | -16.6 | 33.4 | 0 | 33.4 | 93.3867 | 160.6667 | 160.6667 | 0 | 160.6667 | 0 | 354.4613 | -193.7946 | 9900 | 0 | -100.839 | 0.99
2016-10-01 04:00 | 179817.2 | 50 | -50 | 0 | 0 | 0 | 0 | 160.6667 | 0 | 0 | 0 | 160.6667 | 520.6726 | -520.6726 | 9900 | 0 | -193.7946 | 0.99
2016-10-01 05:00 | 179767.2 | 50 | -50 | 0 | 0 | 0 | 0 | 160.6667 | 0 | 0 | 0 | 160.6667 | 682.1421 | -682.1421 | 9900 | 0 | -520.6726 | 0.99
2016-10-01 06:00 | 179717.2 | 50 | -50 | 0 | 0 | 0 | 0 | 160.6667 | 0 | 0 | 0 | 160.6667 | 859.1212 | -859.1212 | 9900 | 0 | -682.1421 | 0.99
2016-10-01 07:00 | 179667.2 | 50 | 150.4 | 200.4 | 0 | 200.4 | 560.32 | 999.2561 | 964 | 0 | 964 | 35.2561 | 999.2561 | -35.2561 | 9900 | 0 | -859.1212 | 0.99
2016-10-01 08:00 | 179817.6 | 50 | 150.4 | 200.4 | 0 | 200.4 | 560.32 | 1746.4321 | 964 | 0 | 964 | 782.4321 | 1746.4321 | -782.4321 | 9900 | 0 | -35.2561 | 0.99
2016-10-01 09:00 | 179968 | 50 | 32 | 200.4 | 0 | 200.4 | 560.32 | 2282.0768 | 964 | 0 | 964 | 1318.0768 | 2282.0768 | -1318.0768 | 9900 | 0 | -782.4321 | 0.99
2016-10-01 10:00 | 180000 | 50 | 0 | 200.4 | 118.4 | 200.4 | 560.32 | 2747.9759 | 394.4511 | 569.5489 | 394.4511 | 2353.5248 | 2747.9759 | -2353.5248 | 9900 | 0 | -1318.0768 | 0.99
2016-10-01 11:00 | 180000 | 50 | 0 | 200.4 | 150.4 | 200.4 | 560.32 | 3102.3774 | 240.519 | 723.481 | 240.519 | 2861.8585 | 3102.3774 | -2861.8585 | 9900 | 0 | -2353.5248 | 0.99
2016-10-01 12:00 | 180000 | 50 | 0 | 200.4 | 150.4 | 200.4 | 560.32 | 3349.2588 | 240.519 | 723.481 | 240.519 | 3108.7398 | 3349.2588 | -3108.7398 | 9900 | 0 | -2861.8585 | 0.99
2016-10-01 13:00 | 180000 | 50 | 0 | 200.4 | 150.4 | 200.4 | 560.32 | 3396.2414 | 240.519 | 723.481 | 240.519 | 3155.7225 | 3396.2414 | -3155.7225 | 9900 | 0 | -3108.7398 | 0.99
2016-10-01 14:00 | 180000 | 50 | 0 | 200.4 | 150.4 | 200.4 | 560.32 | 3240.5488 | 240.519 | 723.481 | 240.519 | 3000.0298 | 3240.5488 | -3000.0298 | 9900 | 0 | -3155.7225 | 0.99
2016-10-01 15:00 | 180000 | 50 | 0 | 200.4 | 150.4 | 200.4 | 560.32 | 3467.2617 | 240.519 | 723.481 | 240.519 | 3226.7427 | 3467.2617 | -3226.7427 | 9900 | 0 | -3000.0298 | 0.99
2016-10-01 16:00 | 180000 | 50 | 0 | 200.4 | 150.4 | 200.4 | 560.32 | 2472.4158 | 240.519 | 723.481 | 240.519 | 2231.8969 | 2472.4158 | -2231.8969 | 9900 | 0 | -3226.7427 | 0.99
2016-10-01 17:00 | 180000 | 50 | 0 | 200.4 | 150.4 | 200.4 | 560.32 | 1952.5977 | 240.519 | 723.481 | 240.519 | 1712.0787 | 1952.5977 | -1712.0787 | 9900 | 0 | -2231.8969 | 0.99
2016-10-01 18:00 | 180000 | 50 | -50 | 0 | 150.4 | 0 | 0 | 160.6667 | -723.481 | 723.481 | -723.481 | 884.1477 | 518.0812 | -1241.5622 | 9900 | 0 | -1712.0787 | 0.99
2016-10-01 19:00 | 179950 | 50 | -16.6 | 33.4 | 0 | 33.4 | 93.3867 | 160.6667 | 160.6667 | 0 | 160.6667 | 0 | 99.1429 | 61.5238 | 9900 | 0 | -1241.5622 | 0.99
2016-10-01 20:00 | 179933.4 | 50 | -16.6 | 33.4 | 0 | 33.4 | 93.3867 | 160.6667 | 160.6667 | 0 | 160.6667 | 0 | 93.3136 | 67.3531 | 9844.6286 | 61.5238 | 0 | 0.98446
2016-10-01 21:00 | 179916.8 | 50 | -16.6 | 33.4 | 0 | 33.4 | 93.3867 | 160.6667 | 160.6667 | 0 | 160.6667 | 0 | 24.0724 | 136.5942 | 9784.0108 | 67.3531 | 0 | 0.9784
2016-10-01 22:00 | 179900.2 | 50 | -16.6 | 33.4 | 0 | 33.4 | 93.3867 | 160.6667 | 160.6667 | 0 | 160.6667 | 0 | 54.2714 | 106.3952 | 9661.076 | 136.5942 | 0 | 0.96611
2016-10-01 23:00 | 179883.6 | 50 | -16.6 | 33.4 | 0 | 33.4 | 93.3867 | 160.6667 | 160.6667 | 0 | 160.6667 | 0 | 123.8557 | 36.8109 | 9565.3203 | 106.3952 | 0 | 0.95653
2016-10-02 | 179867 | 50 | -16.6 | 33.4 | 0 | 33.4 | 93.3867 | 160.6667 | 160.6667 | 0 | 160.6667 | 0 | 255.6844 | -95.0177 | 9532.1905 | 36.8109 | 0 | 0.95322
2016-10-02 01:00 | 179850.4 | 50 | -16.6 | 33.4 | 0 | 33.4 | 93.3867 | 160.6667 | 160.6667 | 0 | 160.6667 | 0 | 364.5946 | -203.928 | 9617.7065 | -95.0177 | 0 | 0.96177
2016-10-02 02:00 | 179833.8 | 50 | -50 | 0 | 0 | 0 | 0 | 160.6667 | 0 | 0 | 0 | 160.6667 | 440.4541 | -440.4541 | 9801.2416 | -203.928 | 0 | 0.98012
2016-10-02 03:00 | 179783.8 | 50 | -16.6 | 33.4 | 0 | 33.4 | 93.3867 | 160.6667 | 160.6667 | 0 | 160.6667 | 0 | 115.5094 | 45.1573 | 9900 | -109.7315 | -550.1857 | 0.99
2016-10-02 04:00 | 179767.2 | 50 | -16.6 | 33.4 | 0 | 33.4 | 93.3867 | 160.6667 | 160.6667 | 0 | 160.6667 | 0 | 87.7206 | 72.946 | 9859.3585 | 45.1573 | 0 | 0.98594
2016-10-02 05:00 | 179750.6 | 50 | -16.6 | 33.4 | 0 | 33.4 | 93.3867 | 160.6667 | 160.6667 | 0 | 160.6667 | 0 | 171.6248 | -10.9581 | 9793.707 | 72.946 | 0 | 0.97937
2016-10-02 06:00 | 179734 | 50 | -16.6 | 33.4 | 0 | 33.4 | 93.3867 | 160.6667 | 160.6667 | 0 | 160.6667 | 0 | 16.9879 | 143.6788 | 9803.5693 | -10.9581 | 0 | 0.98036
2016-10-02 07:00 | 179717.4 | 50 | -16.6 | 33.4 | 0 | 33.4 | 93.3867 | 160.6667 | 160.6667 | 0 | 160.6667 | 0 | 128.2676 | 32.3991 | 9674.2584 | 143.6788 | 0 | 0.96743
2016-10-02 08:00 | 179700.8 | 50 | 150.4 | 200.4 | 0 | 200.4 | 560.32 | 1136.8944 | 964 | 0 | 964 | 172.8944 | 1136.8944 | -172.8944 | 9645.0992 | 32.3991 | 0 | 0.96451
2016-10-02 09:00 | 179851.2 | 50 | 148.8 | 200.4 | 0 | 200.4 | 560.32 | 1659.0105 | 964 | 0 | 964 | 695.0105 | 1659.0105 | -695.0105 | 9800.7042 | -172.8944 | 0 | 0.98007
2016-10-02 10:00 | 180000 | 50 | 0 | 200.4 | 1.6 | 200.4 | 560.32 | 2672.5646 | 956.3034 | 7.6966 | 956.3034 | 1716.2612 | 2672.5646 | -1716.2612 | 9900 | -110.3287 | -805.3391 | 0.99
2016-10-02 11:00 | 180000 | 50 | 0 | 200.4 | 150.4 | 200.4 | 560.32 | 3349.6497 | 240.519 | 723.481 | 240.519 | 3109.1308 | 3349.6497 | -3109.1308 | 9900 | 0 | -1716.2612 | 0.99
2016-10-02 12:00 | 180000 | 50 | 0 | 200.4 | 150.4 | 200.4 | 560.32 | 3680.419 | 240.519 | 723.481 | 240.519 | 3439.9 | 3680.419 | -3439.9 | 9900 | 0 | -3109.1308 | 0.99
2016-10-02 13:00 | 180000 | 50 | 0 | 200.4 | 150.4 | 200.4 | 560.32 | 3889.8183 | 240.519 | 723.481 | 240.519 | 3649.2994 | 3889.8183 | -3649.2994 | 9900 | 0 | -3439.9 | 0.99
2016-10-02 14:00 | 180000 | 50 | 0 | 200.4 | 150.4 | 200.4 | 560.32 | 3660.7702 | 240.519 | 723.481 | 240.519 | 3420.2512 | 3660.7702 | -3420.2512 | 9900 | 0 | -3649.2994 | 0.99
2016-10-02 15:00 | 180000 | 50 | 0 | 200.4 | 150.4 | 200.4 | 560.32 | 3152.1056 | 240.519 | 723.481 | 240.519 | 2911.5866 | 3152.1056 | -2911.5866 | 9900 | 0 | -3420.2512 | 0.99
2016-10-02 16:00 | 180000 | 50 | 0 | 200.4 | 150.4 | 200.4 | 560.32 | 2831.1585 | 240.519 | 723.481 | 240.519 | 2590.6395 | 2831.1585 | -2590.6395 | 9900 | 0 | -2911.5866 | 0.99
2016-10-02 17:00 | 180000 | 50 | 0 | 200.4 | 150.4 | 200.4 | 560.32 | 2244.5104 | 240.519 | 723.481 | 240.519 | 2003.9915 | 2244.5104 | -2003.9915 | 9900 | 0 | -2590.6395 | 0.99
2016-10-02 18:00 | 180000 | 50 | 0 | 200.4 | 150.4 | 200.4 | 560.32 | 1361.9828 | 240.519 | 723.481 | 240.519 | 1121.4638 | 1361.9828 | -1121.4638 | 9900 | 0 | -2003.9915 | 0.99
2016-10-02 19:00 | 180000 | 50 | -50 | 0 | 150.4 | 0 | 0 | 160.6667 | -723.481 | 723.481 | -723.481 | 884.1477 | 770.039 | -1493.52 | 9900 | 0 | -1121.4638 | 0.99
2016-10-02 20:00 | 179950 | 50 | -50 | 0 | 0 | 0 | 0 | 160.6667 | 0 | 0 | 0 | 160.6667 | 537.0103 | -537.0103 | 9900 | 0 | -1493.52 | 0.99
2016-10-02 21:00 | 179900 | 50 | -50 | 0 | 0 | 0 | 0 | 160.6667 | 0 | 0 | 0 | 160.6667 | 587.1616 | -587.1616 | 9900 | 0 | -537.0103 | 0.99
2016-10-02 22:00 | 179850 | 50 | -50 | 0 | 0 | 0 | 0 | 160.6667 | 0 | 0 | 0 | 160.6667 | 822.3542 | -822.3542 | 9900 | 0 | -587.1616 | 0.99
2016-10-02 23:00 | 179800 | 50 | -50 | 0 | 0 | 0 | 0 | 160.6667 | 0 | 0 | 0 | 160.6667 | 925.1515 | -925.1515 | 9900 | 0 | -822.3542 | 0.99
2016-10-03 | 179750 | 50 | -50 | 0 | 0 | 0 | 0 | 160.6667 | 0 | 0 | 0 | 160.6667 | 939.3074 | -939.3074 | 9900 | 0 | -925.1515 | 0.99
2016-10-03 01:00 | 179700 | 50 | -50 | 0 | 0 | 0 | 0 | 160.6667 | 0 | 0 | 0 | 160.6667 | 934.4156 | -934.4156 | 9900 | 0 | -939.3074 | 0.99
2016-10-03 02:00 | 179650 | 50 | -50 | 0 | 0 | 0 | 0 | 160.6667 | 0 | 0 | 0 | 160.6667 | 935.6818 | -935.6818 | 9900 | 0 | -934.4156 | 0.99
2016-10-03 03:00 | 179600 | 50 | -50 | 0 | 0 | 0 | 0 | 160.6667 | 0 | 0 | 0 | 160.6667 | 948.5606 | -948.5606 | 9900 | 0 | -935.6818 | 0.99
2016-10-03 04:00 | 179550 | 50 | -50 | 0 | 0 | 0 | 0 | 160.6667 | 0 | 0 | 0 | 160.6667 | 918.0519 | -918.0519 | 9900 | 0 | -948.5606 | 0.99
2016-10-03 05:00 | 179500 | 50 | -50 | 0 | 0 | 0 | 0 | 160.6667 | 0 | 0 | 0 | 160.6667 | 904.8701 | -904.8701 | 9900 | 0 | -918.0519 | 0.99
2016-10-03 06:00 | 179450 | 50 | -50 | 0 | 0 | 0 | 0 | 160.6667 | 0 | 0 | 0 | 160.6667 | 814.8615 | -814.8615 | 9900 | 0 | -904.8701 | 0.99
2016-10-03 07:00 | 179400 | 50 | -50 | 0 | 0 | 0 | 0 | 160.6667 | 0 | 0 | 0 | 160.6667 | 942.2725 | -942.2725 | 9900 | 0 | -814.8615 | 0.99
2016-10-03 08:00 | 179350 | 50 | 150.4 | 200.4 | 0 | 200.4 | 560.32 | 1837.1826 | 964 | 0 | 964 | 873.1826 | 1837.1826 | -873.1826 | 9900 | 0 | -942.2725 | 0.99
2016-10-03 09:00 | 179500.4 | 50 | 150.4 | 200.4 | 0 | 200.4 | 560.32 | 2858.3806 | 964 | 0 | 964 | 1894.3806 | 2858.3806 | -1894.3806 | 9900 | 0 | -873.1826 | 0.99
2016-10-03 10:00 | 179650.8 | 50 | 150.4 | 200.4 | 0 | 200.4 | 560.32 | 3516.3615 | 964 | 0 | 964 | 2552.3615 | 3516.3615 | -2552.3615 | 9900 | 0 | -1894.3806 | 0.99
2016-10-03 11:00 | 179801.2 | 50 | 150.4 | 200.4 | 0 | 200.4 | 560.32 | 3798.6673 | 964 | 0 | 964 | 2834.6673 | 3798.6673 | -2834.6673 | 9900 | 0 | -2552.3615 | 0.99
2016-10-03 12:00 | 179951.6 | 50 | 48.4 | 200.4 | 0 | 200.4 | 560.32 | 4178.4349 | 964 | 0 | 964 | 3214.4349 | 4178.4349 | -3214.4349 | 9900 | 0 | -2834.6673 | 0.99
2016-10-03 13:00 | 180000 | 50 | 0 | 200.4 | 102 | 200.4 | 560.32 | 3507.8458 | 473.3413 | 490.6587 | 473.3413 | 3034.5044 | 3507.8458 | -3034.5044 | 9900 | 0 | -3214.4349 | 0.99
2016-10-03 14:00 | 180000 | 50 | 0 | 200.4 | 150.4 | 200.4 | 560.32 | 1978.3225 | 240.519 | 723.481 | 240.519 | 1737.8035 | 1978.3225 | -1737.8035 | 9900 | 0 | -3034.5044 | 0.99
2016-10-03 15:00 | 180000 | 50 | 0 | 200.4 | 150.4 | 200.4 | 560.32 | 2783.5599 | 240.519 | 723.481 | 240.519 | 2543.0409 | 2783.5599 | -2543.0409 | 9900 | 0 | -1737.8035 | 0.99
2016-10-03 16:00 | 180000 | 50 | 0 | 200.4 | 150.4 | 200.4 | 560.32 | 1543.8378 | 240.519 | 723.481 | 240.519 | 1303.3189 | 1543.8378 | -1303.3189 | 9900 | 0 | -2543.0409 | 0.99
2016-10-03 17:00 | 180000 | 50 | 0 | 200.4 | 150.4 | 200.4 | 560.32 | 1323.2812 | 240.519 | 723.481 | 240.519 | 1082.7622 | 1323.2812 | -1082.7622 | 9900 | 0 | -1303.3189 | 0.99
2016-10-03 18:00 | 180000 | 50 | -50 | 0 | 150.4 | 0 | 0 | 160.6667 | -723.481 | 723.481 | -723.481 | 884.1477 | 512.7124 | -1236.1934 | 9900 | 0 | -1082.7622 | 0.99
2016-10-03 19:00 | 179950 | 50 | -16.6 | 33.4 | 0 | 33.4 | 93.3867 | 160.6667 | 160.6667 | 0 | 160.6667 | 0 | 34.6517 | 126.015 | 9900 | 0 | -1236.1934 | 0.99
2016-10-03 20:00 | 179933.4 | 50 | -16.6 | 33.4 | 0 | 33.4 | 93.3867 | 160.6667 | 160.6667 | 0 | 160.6667 | 0 | 3.0557 | 157.611 | 9786.5865 | 126.015 | 0 | 0.97866
2016-10-03 21:00 | 179916.8 | 50 | -16.6 | 33.4 | 0 | 33.4 | 93.3867 | 160.6667 | 160.6667 | 0 | 160.6667 | 0 | 0.025397 | 160.6413 | 9644.7366 | 157.611 | 0 | 0.96447
2016-10-03 22:00 | 179900.2 | 50 | -16.6 | 33.4 | 0 | 33.4 | 93.3867 | 160.6667 | 160.6667 | 0 | 160.6667 | 0 | 6.1691 | 154.4975 | 9500.1595 | 160.6413 | 0 | 0.95002
2016-10-03 23:00 | 179883.6 | 50 | -16.6 | 33.4 | 0 | 33.4 | 93.3867 | 160.6667 | 160.6667 | 0 | 160.6667 | 0 | 0.35411 | 160.3126 | 9361.1117 | 154.4975 | 0 | 0.93611
2016-10-04 | 179867 | 50 | -16.6 | 33.4 | 0 | 33.4 | 93.3867 | 160.6667 | 160.6667 | 0 | 160.6667 | 0 | 21.4569 | 139.2098 | 9216.8304 | 160.3126 | 0 | 0.92168
2016-10-04 01:00 | 179850.4 | 50 | -16.6 | 33.4 | 0 | 33.4 | 93.3867 | 160.6667 | 160.6667 | 0 | 160.6667 | 0 | 147.3709 | 13.2958 | 9091.5416 | 139.2098 | 0 | 0.90915
2016-10-04 02:00 | 179833.8 | 50 | -16.6 | 33.4 | 0 | 33.4 | 93.3867 | 160.6667 | 160.6667 | 0 | 160.6667 | 0 | 216.7948 | -56.1281 | 9079.5754 | 13.2958 | 0 | 0.90796
2016-10-04 03:00 | 179817.2 | 50 | -16.6 | 33.4 | 0 | 33.4 | 93.3867 | 160.6667 | 160.6667 | 0 | 160.6667 | 0 | 209.5713 | -48.9047 | 9130.0907 | -56.1281 | 0 | 0.91301
2016-10-04 04:00 | 179800.6 | 50 | -16.6 | 33.4 | 0 | 33.4 | 93.3867 | 160.6667 | 160.6667 | 0 | 160.6667 | 0 | 374.4977 | -213.831 | 9174.1049 | -48.9047 | 0 | 0.91741
2016-10-04 05:00 | 179784 | 50 | -50 | 0 | 0 | 0 | 0 | 160.6667 | 0 | 0 | 0 | 160.6667 | 832.5108 | -832.5108 | 9366.5528 | -213.831 | 0 | 0.93666
2016-10-04 06:00 | 179734 | 50 | -50 | 0 | 0 | 0 | 0 | 160.6667 | 0 | 0 | 0 | 160.6667 | 814.8168 | -814.8168 | 9900 | -592.7192 | -1425.23 | 0.99
2016-10-04 07:00 | 179684 | 50 | 150.4 | 200.4 | 0 | 200.4 | 560.32 | 997.0933 | 964 | 0 | 964 | 33.0933 | 997.0933 | -33.0933 | 9900 | 0 | -814.8168 | 0.99
2016-10-04 08:00 | 179834.4 | 50 | 150.4 | 200.4 | 0 | 200.4 | 560.32 | 1871.0329 | 964 | 0 | 964 | 907.0329 | 1871.0329 | -907.0329 | 9900 | 0 | -33.0933 | 0.99
2016-10-04 09:00 | 179984.8 | 50 | 15.2 | 200.4 | 0 | 200.4 | 560.32 | 2556.6691 | 964 | 0 | 964 | 1592.6691 | 2556.6691 | -1592.6691 | 9900 | 0 | -907.0329 | 0.99
2016-10-04 10:00 | 180000 | 50 | 0 | 200.4 | 135.2 | 200.4 | 560.32 | 3444.5345 | 313.6367 | 650.3633 | 313.6367 | 3130.8978 | 3444.5345 | -3130.8978 | 9900 | 0 | -1592.6691 | 0.99
2016-10-04 11:00 | 180000 | 50 | 0 | 200.4 | 150.4 | 200.4 | 560.32 | 3906.2575 | 240.519 | 723.481 | 240.519 | 3665.7385 | 3906.2575 | -3665.7385 | 9900 | 0 | -3130.8978 | 0.99
2016-10-04 12:00 | 180000 | 50 | 0 | 200.4 | 150.4 | 200.4 | 560.32 | 4132.0241 | 240.519 | 723.481 | 240.519 | 3891.5051 | 4132.0241 | -3891.5051 | 9900 | 0 | -3665.7385 | 0.99
2016-10-04 13:00 | 180000 | 50 | 0 | 200.4 | 150.4 | 200.4 | 560.32 | 4116.8692 | 240.519 | 723.481 | 240.519 | 3876.3503 | 4116.8692 | -3876.3503 | 9900 | 0 | -3891.5051 | 0.99
2016-10-04 14:00 | 180000 | 50 | 0 | 200.4 | 150.4 | 200.4 | 560.32 | 3296.5527 | 240.519 | 723.481 | 240.519 | 3056.0337 | 3296.5527 | -3056.0337 | 9900 | 0 | -3876.3503 | 0.99
2016-10-04 15:00 | 180000 | 50 | 0 | 200.4 | 150.4 | 200.4 | 560.32 | 3308.9735 | 240.519 | 723.481 | 240.519 | 3068.4546 | 3308.9735 | -3068.4546 | 9900 | 0 | -3056.0337 | 0.99
2016-10-04 16:00 | 180000 | 50 | 0 | 200.4 | 150.4 | 200.4 | 560.32 | 2877.3862 | 240.519 | 723.481 | 240.519 | 2636.8672 | 2877.3862 | -2636.8672 | 9900 | 0 | -3068.4546 | 0.99
2016-10-04 17:00 | 180000 | 50 | 0 | 200.4 | 150.4 | 200.4 | 560.32 | 2028.4862 | 240.519 | 723.481 | 240.519 | 1787.9673 | 2028.4862 | -1787.9673 | 9900 | 0 | -2636.8672 | 0.99
2016-10-04 18:00 | 180000 | 50 | 0 | 200.4 | 150.4 | 200.4 | 560.32 | 1163.5474 | 240.519 | 723.481 | 240.519 | 923.0284 | 1163.5474 | -923.0284 | 9900 | 0 | -1787.9673 | 0.99
2016-10-04 19:00 | 180000 | 50 | -50 | 0 | 150.4 | 0 | 0 | 160.6667 | -723.481 | 723.481 | -723.481 | 884.1477 | 635.3271 | -1358.8081 | 9900 | 0 | -923.0284 | 0.99
2016-10-04 20:00 | 179950 | 50 | -50 | 0 | 0 | 0 | 0 | 160.6667 | 0 | 0 | 0 | 160.6667 | 552.6329 | -552.6329 | 9900 | 0 | -1358.8081 | 0.99
2016-10-04 21:00 | 179900 | 50 | -50 | 0 | 0 | 0 | 0 | 160.6667 | 0 | 0 | 0 | 160.6667 | 437.1584 | -437.1584 | 9900 | 0 | -552.6329 | 0.99
2016-10-04 22:00 | 179850 | 50 | -16.6 | 33.4 | 0 | 33.4 | 93.3867 | 160.6667 | 160.6667 | 0 | 160.6667 | 0 | 351.7745 | -191.1078 | 9900 | 0 | -437.1584 | 0.99
2016-10-04 23:00 | 179833.4 | 50 | -16.6 | 33.4 | 0 | 33.4 | 93.3867 | 160.6667 | 160.6667 | 0 | 160.6667 | 0 | 244.2213 | -83.5547 | 9900 | 0 | -191.1078 | 0.99
2016-10-05 | 179816.8 | 50 | -16.6 | 33.4 | 0 | 33.4 | 93.3867 | 160.6667 | 160.6667 | 0 | 160.6667 | 0 | 149.9451 | 10.7215 | 9900 | 0 | -83.5547 | 0.99
2016-10-05 01:00 | 179800.2 | 50 | -16.6 | 33.4 | 0 | 33.4 | 93.3867 | 160.6667 | 160.6667 | 0 | 160.6667 | 0 | 46.024 | 114.6427 | 9890.3506 | 10.7215 | 0 | 0.98904
2016-10-05 02:00 | 179783.6 | 50 | -16.6 | 33.4 | 0 | 33.4 | 93.3867 | 160.6667 | 160.6667 | 0 | 160.6667 | 0 | 24.8571 | 135.8095 | 9787.1722 | 114.6427 | 0 | 0.97872
2016-10-05 03:00 | 179767 | 50 | -16.6 | 33.4 | 0 | 33.4 | 93.3867 | 160.6667 | 160.6667 | 0 | 160.6667 | 0 | 0.46162 | 160.2051 | 9664.9436 | 135.8095 | 0 | 0.96649
2016-10-05 04:00 | 179750.4 | 50 | -16.6 | 33.4 | 0 | 33.4 | 93.3867 | 160.6667 | 160.6667 | 0 | 160.6667 | 0 | 6.6482 | 154.0185 | 9520.7591 | 160.2051 | 0 | 0.95208
2016-10-05 05:00 | 179733.8 | 50 | -16.6 | 33.4 | 0 | 33.4 | 93.3867 | 160.6667 | 160.6667 | 0 | 160.6667 | 0 | 12.072 | 148.5947 | 9382.1425 | 154.0185 | 0 | 0.93821
2016-10-05 06:00 | 179717.2 | 50 | -16.6 | 33.4 | 0 | 33.4 | 93.3867 | 160.6667 | 160.6667 | 0 | 160.6667 | 0 | 22.995 | 137.6717 | 9248.4073 | 148.5947 | 0 | 0.92484
2016-10-05 07:00 | 179700.6 | 50 | -16.6 | 33.4 | 0 | 33.4 | 93.3867 | 160.6667 | 160.6667 | 0 | 160.6667 | 0 | 157.1928 | 3.4739 | 9124.5027 | 137.6717 | 0 | 0.91245
2016-10-05 08:00 | 179684 | 50 | 150.4 | 200.4 | 0 | 200.4 | 560.32 | 1048.9389 | 964 | 0 | 964 | 84.9389 | 1048.9389 | -84.9389 | 9121.3762 | 3.4739 | 0 | 0.91214
2016-10-05 09:00 | 179834.4 | 50 | 150.4 | 200.4 | 0 | 200.4 | 560.32 | 1860.805 | 964 | 0 | 964 | 896.805 | 1860.805 | -896.805 | 9197.8212 | -84.9389 | 0 | 0.91978
2016-10-05 10:00 | 179984.8 | 50 | 15.2 | 200.4 | 0 | 200.4 | 560.32 | 2537.2258 | 964 | 0 | 964 | 1573.2258 | 2537.2258 | -1573.2258 | 9900 | -780.1986 | -1677.0036 | 0.99
2016-10-05 11:00 | 180000 | 50 | 0 | 200.4 | 135.2 | 200.4 | 560.32 | 3027.6466 | 313.6367 | 650.3633 | 313.6367 | 2714.0098 | 3027.6466 | -2714.0098 | 9900 | 0 | -1573.2258 | 0.99
2016-10-05 12:00 | 180000 | 50 | 0 | 200.4 | 150.4 | 200.4 | 560.32 | 3297.7995 | 240.519 | 723.481 | 240.519 | 3057.2806 | 3297.7995 | -3057.2806 | 9900 | 0 | -2714.0098 | 0.99
2016-10-05 13:00 | 180000 | 50 | 0 | 200.4 | 150.4 | 200.4 | 560.32 | 3341.8795 | 240.519 | 723.481 | 240.519 | 3101.3605 | 3341.8795 | -3101.3605 | 9900 | 0 | -3057.2806 | 0.99
2016-10-05 14:00 | 180000 | 50 | 0 | 200.4 | 150.4 | 200.4 | 560.32 | 3138.5653 | 240.519 | 723.481 | 240.519 | 2898.0463 | 3138.5653 | -2898.0463 | 9900 | 0 | -3101.3605 | 0.99
2016-10-05 15:00 | 180000 | 50 | 0 | 200.4 | 150.4 | 200.4 | 560.32 | 2728.6194 | 240.519 | 723.481 | 240.519 | 2488.1004 | 2728.6194 | -2488.1004 | 9900 | 0 | -2898.0463 | 0.99
2016-10-05 16:00 | 180000 | 50 | 0 | 200.4 | 150.4 | 200.4 | 560.32 | 2155.1916 | 240.519 | 723.481 | 240.519 | 1914.6727 | 2155.1916 | -1914.6727 | 9900 | 0 | -2488.1004 | 0.99
2016-10-05 17:00 | 180000 | 50 | 0 | 200.4 | 150.4 | 200.4 | 560.32 | 1410.3981 | 240.519 | 723.481 | 240.519 | 1169.8791 | 1410.3981 | -1169.8791 | 9900 | 0 | -1914.6727 | 0.99
2016-10-05 18:00 | 180000 | 50 | -50 | 0 | 150.4 | 0 | 0 | 160.6667 | -723.481 | 723.481 | -723.481 | 884.1477 | 510.1731 | -1233.6541 | 9900 | 0 | -1169.8791 | 0.99
2016-10-05 19:00 | 179950 | 50 | -16.6 | 33.4 | 0 | 33.4 | 93.3867 | 160.6667 | 160.6667 | 0 | 160.6667 | 0 | 45.5476 | 115.1191 | 9900 | 0 | -1233.6541 | 0.99
2016-10-05 20:00 | 179933.4 | 50 | -16.6 | 33.4 | 0 | 33.4 | 93.3867 | 160.6667 | 160.6667 | 0 | 160.6667 | 0 | 7.2254 | 153.4413 | 9796.3928 | 115.1191 | 0 | 0.97964
2016-10-05 21:00 | 179916.8 | 50 | -16.6 | 33.4 | 0 | 33.4 | 93.3867 | 160.6667 | 160.6667 | 0 | 160.6667 | 0 | 0.61053 | 160.0561 | 9658.2957 | 153.4413 | 0 | 0.96583
2016-10-05 22:00 | 179900.2 | 50 | -16.6 | 33.4 | 0 | 33.4 | 93.3867 | 160.6667 | 160.6667 | 0 | 160.6667 | 0 | 0 | 160.6667 | 9514.2451 | 160.0561 | 0 | 0.95142
2016-10-05 23:00 | 179883.6 | 50 | -16.6 | 33.4 | 0 | 33.4 | 93.3867 | 160.6667 | 160.6667 | 0 | 160.6667 | 0 | 0.14921 | 160.5175 | 9369.6451 | 160.6667 | 0 | 0.93696
2016-10-06 | 179867 | 50 | -16.6 | 33.4 | 0 | 33.4 | 93.3867 | 160.6667 | 160.6667 | 0 | 160.6667 | 0 | 0 | 160.6667 | 9225.1794 | 160.5175 | 0 | 0.92252
2016-10-06 01:00 | 179850.4 | 50 | -16.6 | 33.4 | 0 | 33.4 | 93.3867 | 160.6667 | 160.6667 | 0 | 160.6667 | 0 | 0 | 160.6667 | 9080.5794 | 160.6667 | 0 | 0.90806
2016-10-06 02:00 | 179833.8 | 50 | -16.6 | 33.4 | 0 | 33.4 | 93.3867 | 160.6667 | 160.6667 | 0 | 160.6667 | 0 | 0 | 160.6667 | 8935.9794 | 160.6667 | 0 | 0.8936
2016-10-06 03:00 | 179817.2 | 50 | -16.6 | 33.4 | 0 | 33.4 | 93.3867 | 160.6667 | 160.6667 | 0 | 160.6667 | 0 | 4.4468 | 156.2199 | 8791.3794 | 160.6667 | 0 | 0.87914
2016-10-06 04:00 | 179800.6 | 50 | -16.6 | 33.4 | 0 | 33.4 | 93.3867 | 160.6667 | 160.6667 | 0 | 160.6667 | 0 | 11.573 | 149.0937 | 8650.7815 | 156.2199 | 0 | 0.86508
2016-10-06 05:00 | 179784 | 50 | -16.6 | 33.4 | 0 | 33.4 | 93.3867 | 160.6667 | 160.6667 | 0 | 160.6667 | 0 | 16.2175 | 144.4492 | 8516.5972 | 149.0937 | 0 | 0.85166
2016-10-06 06:00 | 179767.4 | 50 | -16.6 | 33.4 | 0 | 33.4 | 93.3867 | 160.6667 | 160.6667 | 0 | 160.6667 | 0 | 17.4924 | 143.1743 | 8386.5929 | 144.4492 | 0 | 0.83866
2016-10-06 07:00 | 179750.8 | 50 | -16.6 | 33.4 | 0 | 33.4 | 93.3867 | 160.6667 | 160.6667 | 0 | 160.6667 | 0 | 181.287 | -20.6203 | 8257.7361 | 143.1743 | 0 | 0.82577
2016-10-06 08:00 | 179734.2 | 50 | 150.4 | 200.4 | 0 | 200.4 | 560.32 | 1193.2508 | 964 | 0 | 964 | 229.2508 | 1193.2508 | -229.2508 | 8276.2944 | -20.6203 | 0 | 0.82763
2016-10-06 09:00 | 179884.6 | 50 | 115.4 | 200.4 | 0 | 200.4 | 560.32 | 1970.449 | 964 | 0 | 964 | 1006.449 | 1970.449 | -1006.449 | 8482.6201 | -229.2508 | 0 | 0.84826
2016-10-06 10:00 | 180000 | 50 | 0 | 200.4 | 35 | 200.4 | 560.32 | 1377.2323 | 795.6367 | 168.3633 | 795.6367 | 581.5956 | 1377.2323 | -581.5956 | 9388.4242 | -1006.449 | 0 | 0.93884
2016-10-06 11:00 | 180000 | 50 | 0 | 200.4 | 150.4 | 200.4 | 560.32 | 3426.6258 | 240.519 | 723.481 | 240.519 | 3186.1069 | 3426.6258 | -3186.1069 | 9900 | -568.4175 | -1150.0131 | 0.99
2016-10-06 12:00 | 180000 | 50 | 0 | 200.4 | 150.4 | 200.4 | 560.32 | 3686.298 | 240.519 | 723.481 | 240.519 | 3445.7791 | 3686.298 | -3445.7791 | 9900 | 0 | -3186.1069 | 0.99
2016-10-06 13:00 | 180000 | 50 | 0 | 200.4 | 150.4 | 200.4 | 560.32 | 3852.4136 | 240.519 | 723.481 | 240.519 | 3611.8947 | 3852.4136 | -3611.8947 | 9900 | 0 | -3445.7791 | 0.99
2016-10-06 14:00 | 180000 | 50 | 0 | 200.4 | 150.4 | 200.4 | 560.32 | 3807.5893 | 240.519 | 723.481 | 240.519 | 3567.0703 | 3807.5893 | -3567.0703 | 9900 | 0 | -3611.8947 | 0.99
2016-10-06 15:00 | 180000 | 50 | 0 | 200.4 | 150.4 | 200.4 | 560.32 | 3338.691 | 240.519 | 723.481 | 240.519 | 3098.172 | 3338.691 | -3098.172 | 9900 | 0 | -3567.0703 | 0.99
2016-10-06 16:00 | 180000 | 50 | 0 | 200.4 | 150.4 | 200.4 | 560.32 | 2555.9654 | 240.519 | 723.481 | 240.519 | 2315.4465 | 2555.9654 | -2315.4465 | 9900 | 0 | -3098.172 | 0.99
2016-10-06 17:00 | 180000 | 50 | 0 | 200.4 | 150.4 | 200.4 | 560.32 | 1753.958 | 240.519 | 723.481 | 240.519 | 1513.439 | 1753.958 | -1513.439 | 9900 | 0 | -2315.4465 | 0.99
2016-10-06 18:00 | 180000 | 50 | -50 | 0 | 150.4 | 0 | 0 | 160.6667 | -723.481 | 723.481 | -723.481 | 884.1477 | 674.3818 | -1397.8628 | 9900 | 0 | -1513.439 | 0.99
2016-10-06 19:00 | 179950 | 50 | -16.6 | 33.4 | 0 | 33.4 | 93.3867 | 160.6667 | 160.6667 | 0 | 160.6667 | 0 | 259.3369 | -98.6702 | 9900 | 0 | -1397.8628 | 0.99
2016-10-06 20:00 | 179933.4 | 50 | -16.6 | 33.4 | 0 | 33.4 | 93.3867 | 160.6667 | 160.6667 | 0 | 160.6667 | 0 | 167.8961 | -7.2294 | 9900 | 0 | -98.6702 | 0.99
2016-10-06 21:00 | 179916.8 | 50 | -16.6 | 33.4 | 0 | 33.4 | 93.3867 | 160.6667 | 160.6667 | 0 | 160.6667 | 0 | 248.0369 | -87.3702 | 9900 | 0 | -7.2294 | 0.99
2016-10-06 22:00 | 179900.2 | 50 | -16.6 | 33.4 | 0 | 33.4 | 93.3867 | 160.6667 | 160.6667 | 0 | 160.6667 | 0 | 202.9022 | -42.2355 | 9900 | 0 | -87.3702 | 0.99
2016-10-06 23:00 | 179883.6 | 50 | -16.6 | 33.4 | 0 | 33.4 | 93.3867 | 160.6667 | 160.6667 | 0 | 160.6667 | 0 | 21.6268 | 139.0398 | 9900 | 0 | -42.2355 | 0.99
2016-10-07 | 179867 | 50 | -16.6 | 33.4 | 0 | 33.4 | 93.3867 | 160.6667 | 160.6667 | 0 | 160.6667 | 0 | 20.33 | 140.3366 | 9774.8642 | 139.0398 | 0 | 0.97749
2016-10-07 01:00 | 179850.4 | 50 | -16.6 | 33.4 | 0 | 33.4 | 93.3867 | 160.6667 | 160.6667 | 0 | 160.6667 | 0 | 50.1016 | 110.5651 | 9648.5612 | 140.3366 | 0 | 0.96486
2016-10-07 02:00 | 179833.8 | 50 | -16.6 | 33.4 | 0 | 33.4 | 93.3867 | 160.6667 | 160.6667 | 0 | 160.6667 | 0 | 118.9726 | 41.6941 | 9549.0526 | 110.5651 | 0 | 0.95491
2016-10-07 03:00 | 179817.2 | 50 | -16.6 | 33.4 | 0 | 33.4 | 93.3867 | 160.6667 | 160.6667 | 0 | 160.6667 | 0 | 256.2878 | -95.6211 | 9511.5279 | 41.6941 | 0 | 0.95115
2016-10-07 04:00 | 179800.6 | 50 | -16.6 | 33.4 | 0 | 33.4 | 93.3867 | 160.6667 | 160.6667 | 0 | 160.6667 | 0 | 236.8511 | -76.1844 | 9597.5869 | -95.6211 | 0 | 0.95976
2016-10-07 05:00 | 179784 | 50 | -16.6 | 33.4 | 0 | 33.4 | 93.3867 | 160.6667 | 160.6667 | 0 | 160.6667 | 0 | 209.2615 | -48.5948 | 9666.1529 | -76.1844 | 0 | 0.96662
2016-10-07 06:00 | 179767.4 | 50 | -16.6 | 33.4 | 0 | 33.4 | 93.3867 | 160.6667 | 160.6667 | 0 | 160.6667 | 0 | 171.7056 | -11.039 | 9709.8882 | -48.5948 | 0 | 0.97099
2016-10-07 07:00 | 179750.8 | 50 | -16.6 | 33.4 | 0 | 33.4 | 93.3867 | 160.6667 | 160.6667 | 0 | 160.6667 | 0 | 308.9773 | -148.3106 | 9719.8233 | -11.039 | 0 | 0.97198
2016-10-07 08:00 | 179734.2 | 50 | 150.4 | 200.4 | 0 | 200.4 | 560.32 | 1206.6782 | 964 | 0 | 964 | 242.6782 | 1206.6782 | -242.6782 | 9853.3029 | -148.3106 | 0 | 0.98533
2016-10-07 09:00 | 179884.6 | 50 | 115.4 | 200.4 | 0 | 200.4 | 560.32 | 2132.8044 | 964 | 0 | 964 | 1168.8044 | 2132.8044 | -1168.8044 | 9900 | -51.8857 | -294.5639 | 0.99
2016-10-07 10:00 | 180000 | 50 | 0 | 200.4 | 35 | 200.4 | 560.32 | 2926.309 | 795.6367 | 168.3633 | 795.6367 | 2130.6722 | 2926.309 | -2130.6722 | 9900 | 0 | -1168.8044 | 0.99
2016-10-07 11:00 | 180000 | 50 | 0 | 200.4 | 150.4 | 200.4 | 560.32 | 3353.2201 | 240.519 | 723.481 | 240.519 | 3112.7011 | 3353.2201 | -3112.7011 | 9900 | 0 | -2130.6722 | 0.99
2016-10-07 12:00 | 180000 | 50 | 0 | 200.4 | 150.4 | 200.4 | 560.32 | 3258.6818 | 240.519 | 723.481 | 240.519 | 3018.1629 | 3258.6818 | -3018.1629 | 9900 | 0 | -3112.7011 | 0.99
2016-10-07 13:00 | 180000 | 50 | 0 | 200.4 | 150.4 | 200.4 | 560.32 | 3647.3269 | 240.519 | 723.481 | 240.519 | 3406.8079 | 3647.3269 | -3406.8079 | 9900 | 0 | -3018.1629 | 0.99
2016-10-07 14:00 | 180000 | 50 | 0 | 200.4 | 150.4 | 200.4 | 560.32 | 3681.5552 | 240.519 | 723.481 | 240.519 | 3441.0362 | 3681.5552 | -3441.0362 | 9900 | 0 | -3406.8079 | 0.99
2016-10-07 15:00 | 180000 | 50 | 0 | 200.4 | 150.4 | 200.4 | 560.32 | 3292.8357 | 240.519 | 723.481 | 240.519 | 3052.3167 | 3292.8357 | -3052.3167 | 9900 | 0 | -3441.0362 | 0.99
2016-10-07 16:00 | 180000 | 50 | 0 | 200.4 | 150.4 | 200.4 | 560.32 | 2701.6717 | 240.519 | 723.481 | 240.519 | 2461.1527 | 2701.6717 | -2461.1527 | 9900 | 0 | -3052.3167 | 0.99
2016-10-07 17:00 | 180000 | 50 | 0 | 200.4 | 150.4 | 200.4 | 560.32 | 1752.9183 | 240.519 | 723.481 | 240.519 | 1512.3994 | 1752.9183 | -1512.3994 | 9900 | 0 | -2461.1527 | 0.99
2016-10-07 18:00 | 180000 | 50 | -50 | 0 | 150.4 | 0 | 0 | 160.6667 | -723.481 | 723.481 | -723.481 | 884.1477 | 867.712 | -1591.1931 | 9900 | 0 | -1512.3994 | 0.99
2016-10-07 19:00 | 179950 | 50 | -16.6 | 33.4 | 0 | 33.4 | 93.3867 | 160.6667 | 160.6667 | 0 | 160.6667 | 0 | 361.8119 | -201.1452 | 9900 | 0 | -1591.1931 | 0.99
2016-10-07 20:00 | 179933.4 | 50 | -16.6 | 33.4 | 0 | 33.4 | 93.3867 | 160.6667 | 160.6667 | 0 | 160.6667 | 0 | 321.528 | -160.8613 | 9900 | 0 | -201.1452 | 0.99
2016-10-07 21:00 | 179916.8 | 50 | -16.6 | 33.4 | 0 | 33.4 | 93.3867 | 160.6667 | 160.6667 | 0 | 160.6667 | 0 | 269.3977 | -108.7311 | 9900 | 0 | -160.8613 | 0.99
2016-10-07 22:00 | 179900.2 | 50 | -16.6 | 33.4 | 0 | 33.4 | 93.3867 | 160.6667 | 160.6667 | 0 | 160.6667 | 0 | 279.1331 | -118.4664 | 9900 | 0 | -108.7311 | 0.99
2016-10-07 23:00 | 179883.6 | 50 | -16.6 | 33.4 | 0 | 33.4 | 93.3867 | 160.6667 | 160.6667 | 0 | 160.6667 | 0 | 404.8226 | -244.1559 | 9900 | 0 | -118.4664 | 0.99
2016-10-08 | 179867 | 50 | -16.6 | 33.4 | 0 | 33.4 | 93.3867 | 160.6667 | 160.6667 | 0 | 160.6667 | 0 | 67.2893 | 93.3773 | 9900 | 0 | -244.1559 | 0.99
2016-10-08 01:00 | 179850.4 | 50 | -16.6 | 33.4 | 0 | 33.4 | 93.3867 | 160.6667 | 160.6667 | 0 | 160.6667 | 0 | 0.062193 | 160.6045 | 9815.9604 | 93.3773 | 0 | 0.9816
2016-10-08 02:00 | 179833.8 | 50 | -16.6 | 33.4 | 0 | 33.4 | 93.3867 | 160.6667 | 160.6667 | 0 | 160.6667 | 0 | 1.981 | 158.6857 | 9671.4164 | 160.6045 | 0 | 0.96714
2016-10-08 03:00 | 179817.2 | 50 | -16.6 | 33.4 | 0 | 33.4 | 93.3867 | 160.6667 | 160.6667 | 0 | 160.6667 | 0 | 0.71688 | 159.9498 | 9528.5992 | 158.6857 | 0 | 0.95286
2016-10-08 04:00 | 179800.6 | 50 | -16.6 | 33.4 | 0 | 33.4 | 93.3867 | 160.6667 | 160.6667 | 0 | 160.6667 | 0 | 12.1652 | 148.5014 | 9384.6444 | 159.9498 | 0 | 0.93846
2016-10-08 05:00 | 179784 | 50 | -16.6 | 33.4 | 0 | 33.4 | 93.3867 | 160.6667 | 160.6667 | 0 | 160.6667 | 2.8422e-14 | 21.0072 | 139.6595 | 9250.9931 | 148.5014 | 0 | 0.9251
2016-10-08 06:00 | 179767.4 | 50 | -16.6 | 33.4 | 0 | 33.4 | 93.3867 | 160.6667 | 160.6667 | 0 | 160.6667 | 0 | 6.6378 | 154.0289 | 9125.2996 | 139.6595 | 0 | 0.91253
2016-10-08 07:00 | 179750.8 | 50 | -16.6 | 33.4 | 0 | 33.4 | 93.3867 | 160.6667 | 160.6667 | 0 | 160.6667 | 0 | 135.6245 | 25.0422 | 8986.6736 | 154.0289 | 0 | 0.89867
2016-10-08 08:00 | 179734.2 | 50 | 150.4 | 200.4 | 0 | 200.4 | 560.32 | 1021.4848 | 964 | 0 | 964 | 57.4848 | 1021.4848 | -57.4848 | 8964.1357 | 25.0422 | 0 | 0.89641
2016-10-08 09:00 | 179884.6 | 50 | 115.4 | 200.4 | 0 | 200.4 | 560.32 | 1833.4859 | 964 | 0 | 964 | 869.4859 | 1833.4859 | -869.4859 | 9015.872 | -57.4848 | 0 | 0.90159
2016-10-08 10:00 | 180000 | 50 | 0 | 200.4 | 35 | 200.4 | 560.32 | 2414.7922 | 795.6367 | 168.3633 | 795.6367 | 1619.1555 | 2414.7922 | -1619.1555 | 9798.4093 | -869.4859 | 0 | 0.97984
2016-10-08 11:00 | 180000 | 50 | 0 | 200.4 | 150.4 | 200.4 | 560.32 | 3003.9687 | 240.519 | 723.481 | 240.519 | 2763.4497 | 3003.9687 | -2763.4497 | 9900 | -112.8786 | -1732.0341 | 0.99
2016-10-08 12:00 | 180000 | 50 | 0 | 200.4 | 150.4 | 200.4 | 560.32 | 3271.6758 | 240.519 | 723.481 | 240.519 | 3031.1568 | 3271.6758 | -3031.1568 | 9900 | 0 | -2763.4497 | 0.99
2016-10-08 13:00 | 180000 | 50 | 0 | 200.4 | 150.4 | 200.4 | 560.32 | 3305.8664 | 240.519 | 723.481 | 240.519 | 3065.3474 | 3305.8664 | -3065.3474 | 9900 | 0 | -3031.1568 | 0.99
2016-10-08 14:00 | 180000 | 50 | 0 | 200.4 | 150.4 | 200.4 | 560.32 | 3088.8027 | 240.519 | 723.481 | 240.519 | 2848.2838 | 3088.8027 | -2848.2838 | 9900 | 0 | -3065.3474 | 0.99
2016-10-08 15:00 | 180000 | 50 | 0 | 200.4 | 150.4 | 200.4 | 560.32 | 1216.3743 | 240.519 | 723.481 | 240.519 | 975.8553 | 1216.3743 | -975.8553 | 9900 | 0 | -2848.2838 | 0.99
2016-10-08 16:00 | 180000 | 50 | 0 | 200.4 | 150.4 | 200.4 | 560.32 | 2048.993 | 240.519 | 723.481 | 240.519 | 1808.474 | 2048.993 | -1808.474 | 9900 | 0 | -975.8553 | 0.99
2016-10-08 17:00 | 180000 | 50 | 0 | 200.4 | 150.4 | 200.4 | 560.32 | 1267.0195 | 240.519 | 723.481 | 240.519 | 1026.5005 | 1267.0195 | -1026.5005 | 9900 | 0 | -1808.474 | 0.99
2016-10-08 18:00 | 180000 | 50 | -16.6 | 33.4 | 150.4 | 33.4 | 93.3867 | 160.6667 | -562.8144 | 723.481 | -562.8144 | 723.481 | 392.4848 | -955.2992 | 9900 | 0 | -1026.5005 | 0.99
2016-10-08 19:00 | 179983.4 | 50 | -16.6 | 33.4 | 0 | 33.4 | 93.3867 | 160.6667 | 160.6667 | 0 | 160.6667 | 0 | 73.5997 | 87.0669 | 9900 | 0 | -955.2992 | 0.99
2016-10-08 20:00 | 179966.8 | 50 | -16.6 | 33.4 | 0 | 33.4 | 93.3867 | 160.6667 | 160.6667 | 0 | 160.6667 | 2.8422e-14 | 28.863 | 131.8036 | 9821.6398 | 87.0669 | 0 | 0.98216
2016-10-08 21:00 | 179950.2 | 50 | -16.6 | 33.4 | 0 | 33.4 | 93.3867 | 160.6667 | 160.6667 | 0 | 160.6667 | 0 | 67.7377 | 92.9289 | 9703.0165 | 131.8036 | 0 | 0.9703
2016-10-08 22:00 | 179933.6 | 50 | -16.6 | 33.4 | 0 | 33.4 | 93.3867 | 160.6667 | 160.6667 | 0 | 160.6667 | 0 | 28.6889 | 131.9778 | 9619.3804 | 92.9289 | 0 | 0.96194
2016-10-08 23:00 | 179917 | 50 | -16.6 | 33.4 | 0 | 33.4 | 93.3867 | 160.6667 | 160.6667 | 0 | 160.6667 | 0 | 3.5105 | 157.1561 | 9500.6005 | 131.9778 | 0 | 0.95006
2016-10-09 | 179900.4 | 50 | -16.6 | 33.4 | 0 | 33.4 | 93.3867 | 160.6667 | 160.6667 | 0 | 160.6667 | 0 | 0.81212 | 159.8545 | 9359.1599 | 157.1561 | 0 | 0.93592
2016-10-09 01:00 | 179883.8 | 50 | -16.6 | 33.4 | 0 | 33.4 | 93.3867 | 160.6667 | 160.6667 | 0 | 160.6667 | 0 | 28.0537 | 132.613 | 9215.2908 | 159.8545 | 0 | 0.92153
2016-10-09 02:00 | 179867.2 | 50 | -16.6 | 33.4 | 0 | 33.4 | 93.3867 | 160.6667 | 160.6667 | 0 | 160.6667 | 0 | 47.9091 | 112.7576 | 9095.9392 | 132.613 | 0 | 0.90959
2016-10-09 03:00 | 179850.6 | 50 | -16.6 | 33.4 | 0 | 33.4 | 93.3867 | 160.6667 | 160.6667 | 0 | 160.6667 | 0 | 52.1763 | 108.4904 | 8994.4573 | 112.7576 | 0 | 0.89945
2016-10-09 04:00 | 179834 | 50 | -16.6 | 33.4 | 0 | 33.4 | 93.3867 | 160.6667 | 160.6667 | 0 | 160.6667 | 0 | 23.313 | 137.3537 | 8896.816 | 108.4904 | 0 | 0.88968
2016-10-09 05:00 | 179817.4 | 50 | -16.6 | 33.4 | 0 | 33.4 | 93.3867 | 160.6667 | 160.6667 | 0 | 160.6667 | 0 | 0.98471 | 159.682 | 8773.1977 | 137.3537 | 0 | 0.87732
2016-10-09 06:00 | 179800.8 | 50 | -16.6 | 33.4 | 0 | 33.4 | 93.3867 | 160.6667 | 160.6667 | 0 | 160.6667 | 0 | 2.0779 | 158.5887 | 8629.4839 | 159.682 | 0 | 0.86295
2016-10-09 07:00 | 179784.2 | 50 | -16.6 | 33.4 | 0 | 33.4 | 93.3867 | 160.6667 | 160.6667 | 0 | 160.6667 | 0 | 120.4038 | 40.2629 | 8486.754 | 158.5887 | 0 | 0.84868
2016-10-09 08:00 | 179767.6 | 50 | 150.4 | 200.4 | 0 | 200.4 | 560.32 | 1011.445 | 964 | 0 | 964 | 47.445 | 1011.445 | -47.445 | 8450.5174 | 40.2629 | 0 | 0.84505
2016-10-09 09:00 | 179918 | 50 | 82 | 200.4 | 0 | 200.4 | 560.32 | 1819.2953 | 964 | 0 | 964 | 855.2953 | 1819.2953 | -855.2953 | 8493.218 | -47.445 | 0 | 0.84932
2016-10-09 10:00 | 180000 | 50 | 0 | 200.4 | 68.4 | 200.4 | 560.32 | 2490.1509 | 634.9701 | 329.0299 | 634.9701 | 1855.1809 | 2490.1509 | -1855.1809 | 9262.9837 | -855.2953 | 0 | 0.9263
2016-10-09 11:00 | 180000 | 50 | 0 | 200.4 | 150.4 | 200.4 | 560.32 | 2980.5338 | 240.519 | 723.481 | 240.519 | 2740.0149 | 2980.5338 | -2740.0149 | 9900 | -707.7959 | -2562.9768 | 0.99
2016-10-09 12:00 | 180000 | 50 | 0 | 200.4 | 150.4 | 200.4 | 560.32 | 3271.8403 | 240.519 | 723.481 | 240.519 | 3031.3213 | 3271.8403 | -3031.3213 | 9900 | 0 | -2740.0149 | 0.99
2016-10-09 13:00 | 180000 | 50 | 0 | 200.4 | 150.4 | 200.4 | 560.32 | 3321.0755 | 240.519 | 723.481 | 240.519 | 3080.5565 | 3321.0755 | -3080.5565 | 9900 | 0 | -3031.3213 | 0.99
2016-10-09 14:00 | 180000 | 50 | 0 | 200.4 | 150.4 | 200.4 | 560.32 | 3101.235 | 240.519 | 723.481 | 240.519 | 2860.716 | 3101.235 | -2860.716 | 9900 | 0 | -3080.5565 | 0.99
2016-10-09 15:00 | 180000 | 50 | 0 | 200.4 | 150.4 | 200.4 | 560.32 | 2650.5591 | 240.519 | 723.481 | 240.519 | 2410.0401 | 2650.5591 | -2410.0401 | 9900 | 0 | -2860.716 | 0.99
2016-10-09 16:00 | 180000 | 50 | 0 | 200.4 | 150.4 | 200.4 | 560.32 | 1932.8265 | 240.519 | 723.481 | 240.519 | 1692.3076 | 1932.8265 | -1692.3076 | 9900 | 0 | -2410.0401 | 0.99
2016-10-09 17:00 | 180000 | 50 | 0 | 200.4 | 150.4 | 200.4 | 560.32 | 1238.0941 | 240.519 | 723.481 | 240.519 | 997.5752 | 1238.0941 | -997.5752 | 9900 | 0 | -1692.3076 | 0.99
2016-10-09 18:00 | 180000 | 50 | -16.6 | 33.4 | 150.4 | 33.4 | 93.3867 | 160.6667 | -562.8144 | 723.481 | -562.8144 | 723.481 | 363.7374 | -926.5517 | 9900 | 0 | -997.5752 | 0.99
2016-10-09 19:00 | 179983.4 | 50 | -16.6 | 33.4 | 0 | 33.4 | 93.3867 | 160.6667 | 160.6667 | 0 | 160.6667 | 0 | 21.9504 | 138.7163 | 9900 | 0 | -926.5517 | 0.99
2016-10-09 20:00 | 179966.8 | 50 | -16.6 | 33.4 | 0 | 33.4 | 93.3867 | 160.6667 | 160.6667 | 0 | 160.6667 | 0 | 8.7682 | 151.8984 | 9775.1553 | 138.7163 | 0 | 0.97752
2016-10-09 21:00 | 179950.2 | 50 | -16.6 | 33.4 | 0 | 33.4 | 93.3867 | 160.6667 | 160.6667 | 0 | 160.6667 | 0 | 3.8257 | 156.841 | 9638.4468 | 151.8984 | 0 | 0.96384
2016-10-09 22:00 | 179933.6 | 50 | -16.6 | 33.4 | 0 | 33.4 | 93.3867 | 160.6667 | 160.6667 | 0 | 160.6667 | 0 | 0.57763 | 160.089 | 9497.2899 | 156.841 | 0 | 0.94973
2016-10-09 23:00 | 179917 | 50 | -16.6 | 33.4 | 0 | 33.4 | 93.3867 | 160.6667 | 160.6667 | 0 | 160.6667 | 0 | 0.29437 | 160.3723 | 9353.2097 | 160.089 | 0 | 0.93532
2016-10-10 | 179900.4 | 50 | -16.6 | 33.4 | 0 | 33.4 | 93.3867 | 160.6667 | 160.6667 | 0 | 160.6667 | 0 | 0.20678 | 160.4599 | 9208.8747 | 160.3723 | 0 | 0.92089
2016-10-10 01:00 | 179883.8 | 50 | -16.6 | 33.4 | 0 | 33.4 | 93.3867 | 160.6667 | 160.6667 | 0 | 160.6667 | 0 | 0 | 160.6667 | 9064.4608 | 160.4599 | 0 | 0.90645
2016-10-10 02:00 | 179867.2 | 50 | -16.6 | 33.4 | 0 | 33.4 | 93.3867 | 160.6667 | 160.6667 | 0 | 160.6667 | 0 | 0 | 160.6667 | 8919.8608 | 160.6667 | 0 | 0.89199
2016-10-10 03:00 | 179850.6 | 50 | -16.6 | 33.4 | 0 | 33.4 | 93.3867 | 160.6667 | 160.6667 | 0 | 160.6667 | 0 | 0.48211 | 160.1846 | 8775.2608 | 160.6667 | 0 | 0.87753
2016-10-10 04:00 | 179834 | 50 | -16.6 | 33.4 | 0 | 33.4 | 93.3867 | 160.6667 | 160.6667 | 0 | 160.6667 | 0 | 0.7127 | 159.954 | 8631.0947 | 160.1846 | 0 | 0.86311
2016-10-10 05:00 | 179817.4 | 50 | -16.6 | 33.4 | 0 | 33.4 | 93.3867 | 160.6667 | 160.6667 | 0 | 160.6667 | 0 | 2.0248 | 158.6418 | 8487.1361 | 159.954 | 0 | 0.84871
2016-10-10 06:00 | 179800.8 | 50 | -16.6 | 33.4 | 0 | 33.4 | 93.3867 | 160.6667 | 160.6667 | 0 | 160.6667 | 0 | 2.5074 | 158.1593 | 8344.3584 | 158.6418 | 0 | 0.83444
2016-10-10 07:00 | 179784.2 | 50 | -16.6 | 33.4 | 0 | 33.4 | 93.3867 | 160.6667 | 160.6667 | 0 | 160.6667 | 0 | 113.1071 | 47.5596 | 8202.0151 | 158.1593 | 0 | 0.8202
2016-10-10 08:00 | 179767.6 | 50 | 150.4 | 200.4 | 0 | 200.4 | 560.32 | 1005.1861 | 964 | 0 | 964 | 41.1861 | 1005.1861 | -41.1861 | 8159.2114 | 47.5596 | 0 | 0.81592
2016-10-10 09:00 | 179918 | 50 | 82 | 200.4 | 0 | 200.4 | 560.32 | 1432.3866 | 964 | 0 | 964 | 468.3866 | 1432.3866 | -468.3866 | 8196.279 | -41.1861 | 0 | 0.81963
2016-10-10 10:00 | 180000 | 50 | 0 | 200.4 | 68.4 | 200.4 | 560.32 | 2535.325 | 634.9701 | 329.0299 | 634.9701 | 1900.3549 | 2535.325 | -1900.3549 | 8617.8269 | -468.3866 | 0 | 0.86178
2016-10-10 11:00 | 180000 | 50 | 0 | 200.4 | 150.4 | 200.4 | 560.32 | 3022.9481 | 240.519 | 723.481 | 240.519 | 2782.4292 | 3022.9481 | -2782.4292 | 9900 | -1424.6367 | -3324.9916 | 0.99
2016-10-10 12:00 | 180000 | 50 | 0 | 200.4 | 150.4 | 200.4 | 560.32 | 2778.9281 | 240.519 | 723.481 | 240.519 | 2538.4091 | 2778.9281 | -2538.4091 | 9900 | 0 | -2782.4292 | 0.99
2016-10-10 13:00 | 180000 | 50 | 0 | 200.4 | 150.4 | 200.4 | 560.32 | 3301.9415 | 240.519 | 723.481 | 240.519 | 3061.4225 | 3301.9415 | -3061.4225 | 9900 | 0 | -2538.4091 | 0.99
2016-10-10 14:00 | 180000 | 50 | 0 | 200.4 | 150.4 | 200.4 | 560.32 | 3081.429 | 240.519 | 723.481 | 240.519 | 2840.91 | 3081.429 | -2840.91 | 9900 | 0 | -3061.4225 | 0.99
2016-10-10 15:00 | 180000 | 50 | 0 | 200.4 | 150.4 | 200.4 | 560.32 | 2627.8697 | 240.519 | 723.481 | 240.519 | 2387.3508 | 2627.8697 | -2387.3508 | 9900 | 0 | -2840.91 | 0.99
2016-10-10 16:00 | 180000 | 50 | 0 | 200.4 | 150.4 | 200.4 | 560.32 | 1991.77 | 240.519 | 723.481 | 240.519 | 1751.251 | 1991.77 | -1751.251 | 9900 | 0 | -2387.3508 | 0.99
2016-10-10 17:00 | 180000 | 50 | 0 | 200.4 | 150.4 | 200.4 | 560.32 | 1215.8385 | 240.519 | 723.481 | 240.519 | 975.3196 | 1215.8385 | -975.3196 | 9900 | 0 | -1751.251 | 0.99
2016-10-10 18:00 | 180000 | 50 | -16.6 | 33.4 | 150.4 | 33.4 | 93.3867 | 160.6667 | -562.8144 | 723.481 | -562.8144 | 723.481 | 342.8987 | -905.7131 | 9900 | 0 | -975.3196 | 0.99
2016-10-10 19:00 | 179983.4 | 50 | -16.6 | 33.4 | 0 | 33.4 | 93.3867 | 160.6667 | 160.6667 | 0 | 160.6667 | 0 | 0.4531 | 160.2136 | 9900 | 0 | -905.7131 | 0.99
2016-10-10 20:00 | 179966.8 | 50 | -16.6 | 33.4 | 0 | 33.4 | 93.3867 | 160.6667 | 160.6667 | 0 | 160.6667 | 0 | 0.61501 | 160.0517 | 9755.8078 | 160.2136 | 0 | 0.97558
2016-10-10 21:00 | 179950.2 | 50 | -16.6 | 33.4 | 0 | 33.4 | 93.3867 | 160.6667 | 160.6667 | 0 | 160.6667 | 0 | 8.0061 | 152.6606 | 9611.7613 | 160.0517 | 0 | 0.96118
2016-10-10 22:00 | 179933.6 | 50 | -50 | 0 | 0 | 0 | 0 | 160.6667 | 0 | 0 | 0 | 160.6667 | 8.283 | -8.283 | 9474.3668 | 152.6606 | 0 | 0.94744
2016-10-10 23:00 | 179883.6 | 50 | -16.6 | 33.4 | 0 | 33.4 | 93.3867 | 160.6667 | 160.6667 | 0 | 160.6667 | 0 | 0.5619 | 160.1048 | 9481.8214 | -8.283 | 0 | 0.94818
2016-10-11 | 179867 | 50 | -16.6 | 33.4 | 0 | 33.4 | 93.3867 | 160.6667 | 160.6667 | 0 | 160.6667 | 0 | 0.4886 | 160.1781 | 9337.7271 | 160.1048 | 0 | 0.93377
2016-10-11 01:00 | 179850.4 | 50 | -16.6 | 33.4 | 0 | 33.4 | 93.3867 | 160.6667 | 160.6667 | 0 | 160.6667 | 0 | 4.9016 | 155.7651 | 9193.5669 | 160.1781 | 0 | 0.91936
2016-10-11 02:00 | 179833.8 | 50 | -16.6 | 33.4 | 0 | 33.4 | 93.3867 | 160.6667 | 160.6667 | 0 | 160.6667 | 0 | 0 | 160.6667 | 9053.3783 | 155.7651 | 0 | 0.90534
2016-10-11 03:00 | 179817.2 | 50 | -16.6 | 33.4 | 0 | 33.4 | 93.3867 | 160.6667 | 160.6667 | 0 | 160.6667 | 0 | 0.92468 | 159.742 | 8908.7783 | 160.6667 | 0 | 0.89088
2016-10-11 04:00 | 179800.6 | 50 | -16.6 | 33.4 | 0 | 33.4 | 93.3867 | 160.6667 | 160.6667 | 0 | 160.6667 | 0 | 1.8563 | 158.8104 | 8765.0105 | 159.742 | 0 | 0.8765
2016-10-11 05:00 | 179784 | 50 | -16.6 | 33.4 | 0 | 33.4 | 93.3867 | 160.6667 | 160.6667 | 0 | 160.6667 | 0 | 11.6333 | 149.0333 | 8622.0812 | 158.8104 | 0 | 0.86221
2016-10-11 06:00 | 179767.4 | 50 | -50 | 0 | 0 | 0 | 0 | 160.6667 | 0 | 0 | 0 | 160.6667 | 21.3554 | -21.3554 | 8487.9512 | 149.0333 | 0 | 0.8488
2016-10-11 07:00 | 179717.4 | 50 | -16.6 | 33.4 | 0 | 33.4 | 93.3867 | 160.6667 | 160.6667 | 0 | 160.6667 | 0 | 119.9309 | 40.7358 | 8507.171 | -21.3554 | 0 | 0.85072
2016-10-11 08:00 | 179700.8 | 50 | -50 | 0 | 0 | 0 | 0 | 160.6667 | 0 | 0 | 0 | 160.6667 | 792.1007 | -792.1007 | 8470.5088 | 40.7358 | 0 | 0.84705
2016-10-11 09:00 | 179650.8 | 50 | 150.4 | 200.4 | 0 | 200.4 | 560.32 | 1802.9738 | 964 | 0 | 964 | 838.9738 | 1802.9738 | -838.9738 | 9183.3995 | -792.1007 | 0 | 0.91834
2016-10-11 10:00 | 179801.2 | 50 | 150.4 | 200.4 | 0 | 200.4 | 560.32 | 2466.8591 | 964 | 0 | 964 | 1502.8591 | 2466.8591 | -1502.8591 | 9900 | -796.2228 | -1635.1966 | 0.99
2016-10-11 11:00 | 179951.6 | 50 | 48.4 | 200.4 | 0 | 200.4 | 560.32 | 2955.5856 | 964 | 0 | 964 | 1991.5856 | 2955.5856 | -1991.5856 | 9900 | 0 | -1502.8591 | 0.99
2016-10-11 12:00 | 180000 | 50 | 0 | 200.4 | 102 | 200.4 | 560.32 | 3215.6763 | 473.3413 | 490.6587 | 473.3413 | 2742.335 | 3215.6763 | -2742.335 | 9900 | 0 | -1991.5856 | 0.99
2016-10-11 13:00 | 180000 | 50 | 0 | 200.4 | 150.4 | 200.4 | 560.32 | 3244.6039 | 240.519 | 723.481 | 240.519 | 3004.085 | 3244.6039 | -3004.085 | 9900 | 0 | -2742.335 | 0.99
2016-10-11 14:00 | 180000 | 50 | 0 | 200.4 | 150.4 | 200.4 | 560.32 | 3079.1527 | 240.519 | 723.481 | 240.519 | 2838.6337 | 3079.1527 | -2838.6337 | 9900 | 0 | -3004.085 | 0.99
2016-10-11 15:00 | 180000 | 50 | 0 | 200.4 | 150.4 | 200.4 | 560.32 | 2702.6343 | 240.519 | 723.481 | 240.519 | 2462.1154 | 2702.6343 | -2462.1154 | 9900 | 0 | -2838.6337 | 0.99
2016-10-11 16:00 | 180000 | 50 | 0 | 200.4 | 150.4 | 200.4 | 560.32 | 2038.8007 | 240.519 | 723.481 | 240.519 | 1798.2817 | 2038.8007 | -1798.2817 | 9900 | 0 | -2462.1154 | 0.99
2016-10-11 17:00 | 180000 | 50 | -50 | 0 | 150.4 | 0 | 0 | 160.6667 | -723.481 | 723.481 | -723.481 | 884.1477 | 962.1823 | -1685.6633 | 9900 | 0 | -1798.2817 | 0.99
2016-10-11 18:00 | 179950 | 50 | -50 | 0 | 0 | 0 | 0 | 160.6667 | 0 | 0 | 0 | 160.6667 | 480.706 | -480.706 | 9900 | 0 | -1685.6633 | 0.99
2016-10-11 19:00 | 179900 | 50 | -16.6 | 33.4 | 0 | 33.4 | 93.3867 | 160.6667 | 160.6667 | 0 | 160.6667 | 0 | 163.3131 | -2.6464 | 9900 | 0 | -480.706 | 0.99
2016-10-11 20:00 | 179883.4 | 50 | -16.6 | 33.4 | 0 | 33.4 | 93.3867 | 160.6667 | 160.6667 | 0 | 160.6667 | 0 | 208.7234 | -48.0567 | 9900 | 0 | -2.6464 | 0.99
2016-10-11 21:00 | 179866.8 | 50 | -16.6 | 33.4 | 0 | 33.4 | 93.3867 | 160.6667 | 160.6667 | 0 | 160.6667 | 0 | 152.2655 | 8.4012 | 9900 | 0 | -48.0567 | 0.99
2016-10-11 22:00 | 179850.2 | 50 | -16.6 | 33.4 | 0 | 33.4 | 93.3867 | 160.6667 | 160.6667 | 0 | 160.6667 | 0 | 97.0965 | 63.5701 | 9892.4389 | 8.4012 | 0 | 0.98924
2016-10-11 23:00 | 179833.6 | 50 | -16.6 | 33.4 | 0 | 33.4 | 93.3867 | 160.6667 | 160.6667 | 0 | 160.6667 | 0 | 88.2669 | 72.3998 | 9835.2258 | 63.5701 | 0 | 0.98352
2016-10-12 | 179817 | 50 | -16.6 | 33.4 | 0 | 33.4 | 93.3867 | 160.6667 | 160.6667 | 0 | 160.6667 | 0 | 103.6433 | 57.0233 | 9770.066 | 72.3998 | 0 | 0.97701
2016-10-12 01:00 | 179800.4 | 50 | -16.6 | 33.4 | 0 | 33.4 | 93.3867 | 160.6667 | 160.6667 | 0 | 160.6667 | 0 | 29.6776 | 130.9891 | 9718.745 | 57.0233 | 0 | 0.97187
2016-10-12 02:00 | 179783.8 | 50 | -16.6 | 33.4 | 0 | 33.4 | 93.3867 | 160.6667 | 160.6667 | 0 | 160.6667 | 0 | 17.624 | 143.0427 | 9600.8548 | 130.9891 | 0 | 0.96009
2016-10-12 03:00 | 179767.2 | 50 | -16.6 | 33.4 | 0 | 33.4 | 93.3867 | 160.6667 | 160.6667 | 0 | 160.6667 | 0 | 5.6739 | 154.9928 | 9472.1164 | 143.0427 | 0 | 0.94721
2016-10-12 04:00 | 179750.6 | 50 | -16.6 | 33.4 | 0 | 33.4 | 93.3867 | 160.6667 | 160.6667 | 0 | 160.6667 | 0 | 3.9192 | 156.7475 | 9332.6229 | 154.9928 | 0 | 0.93326
2016-10-12 05:00 | 179734 | 50 | -16.6 | 33.4 | 0 | 33.4 | 93.3867 | 160.6667 | 160.6667 | 0 | 160.6667 | 0 | 5.4961 | 155.1706 | 9191.5502 | 156.7475 | 0 | 0.91916
2016-10-12 06:00 | 179717.4 | 50 | -16.6 | 33.4 | 0 | 33.4 | 93.3867 | 160.6667 | 160.6667 | 0 | 160.6667 | 0 | 0.2267 | 160.44 | 9051.8966 | 155.1706 | 0 | 0.90519
2016-10-12 07:00 | 179700.8 | 50 | -16.6 | 33.4 | 0 | 33.4 | 93.3867 | 160.6667 | 160.6667 | 0 | 160.6667 | 0 | 94.5516 | 66.115 | 8907.5007 | 160.44 | 0 | 0.89075
2016-10-12 08:00 | 179684.2 | 50 | 150.4 | 200.4 | 0 | 200.4 | 560.32 | 985.886 | 964 | 0 | 964 | 21.886 | 985.886 | -21.886 | 8847.9971 | 66.115 | 0 | 0.8848
2016-10-12 09:00 | 179834.6 | 50 | 150.4 | 200.4 | 0 | 200.4 | 560.32 | 1789.5271 | 964 | 0 | 964 | 825.5271 | 1789.5271 | -825.5271 | 8867.6946 | -21.886 | 0 | 0.88677
2016-10-12 10:00 | 179985 | 50 | 15 | 200.4 | 0 | 200.4 | 560.32 | 1447.5866 | 964 | 0 | 964 | 483.5866 | 1447.5866 | -483.5866 | 9610.669 | -825.5271 | 0 | 0.96107
2016-10-12 11:00 | 180000 | 50 | 0 | 200.4 | 135.4 | 200.4 | 560.32 | 2934.2535 | 312.6747 | 651.3253 | 312.6747 | 2621.5788 | 2934.2535 | -2621.5788 | 9900 | -321.4789 | -805.0655 | 0.99
2016-10-12 12:00 | 180000 | 50 | 0 | 200.4 | 150.4 | 200.4 | 560.32 | 3240.4976 | 240.519 | 723.481 | 240.519 | 2999.9786 | 3240.4976 | -2999.9786 | 9900 | 0 | -2621.5788 | 0.99
2016-10-12 13:00 | 180000 | 50 | 0 | 200.4 | 150.4 | 200.4 | 560.32 | 3311.3199 | 240.519 | 723.481 | 240.519 | 3070.801 | 3311.3199 | -3070.801 | 9900 | 0 | -2999.9786 | 0.99
2016-10-12 14:00 | 180000 | 50 | 0 | 200.4 | 150.4 | 200.4 | 560.32 | 3126.7764 | 240.519 | 723.481 | 240.519 | 2886.2575 | 3126.7764 | -2886.2575 | 9900 | 0 | -3070.801 | 0.99
2016-10-12 15:00 | 180000 | 50 | 0 | 200.4 | 150.4 | 200.4 | 560.32 | 2704.4074 | 240.519 | 723.481 | 240.519 | 2463.8884 | 2704.4074 | -2463.8884 | 9900 | 0 | -2886.2575 | 0.99
2016-10-12 16:00 | 180000 | 50 | 0 | 200.4 | 150.4 | 200.4 | 560.32 | 2072.1746 | 240.519 | 723.481 | 240.519 | 1831.6557 | 2072.1746 | -1831.6557 | 9900 | 0 | -2463.8884 | 0.99
2016-10-12 17:00 | 180000 | 50 | 0 | 200.4 | 150.4 | 200.4 | 560.32 | 1245.0892 | 240.519 | 723.481 | 240.519 | 1004.5702 | 1245.0892 | -1004.5702 | 9900 | 0 | -1831.6557 | 0.99
2016-10-12 18:00 | 180000 | 50 | -16.6 | 33.4 | 150.4 | 33.4 | 93.3867 | 160.6667 | -562.8144 | 723.481 | -562.8144 | 723.481 | 366.8799 | -929.6942 | 9900 | 0 | -1004.5702 | 0.99
2016-10-12 19:00 | 179983.4 | 50 | -16.6 | 33.4 | 0 | 33.4 | 93.3867 | 160.6667 | 160.6667 | 0 | 160.6667 | 0 | 27.4902 | 133.1765 | 9900 | 0 | -929.6942 | 0.99
2016-10-12 20:00 | 179966.8 | 50 | -16.6 | 33.4 | 0 | 33.4 | 93.3867 | 160.6667 | 160.6667 | 0 | 160.6667 | 0 | 45.4143 | 115.2523 | 9780.1412 | 133.1765 | 0 | 0.97801
2016-10-12 21:00 | 179950.2 | 50 | -16.6 | 33.4 | 0 | 33.4 | 93.3867 | 160.6667 | 160.6667 | 0 | 160.6667 | 0 | 1.1579 | 159.5088 | 9676.4141 | 115.2523 | 0 | 0.96764
2016-10-12 22:00 | 179933.6 | 50 | -16.6 | 33.4 | 0 | 33.4 | 93.3867 | 160.6667 | 160.6667 | 0 | 160.6667 | 0 | 1.1879 | 159.4788 | 9532.8562 | 159.5088 | 0 | 0.95329
2016-10-12 23:00 | 179917 | 50 | -16.6 | 33.4 | 0 | 33.4 | 93.3867 | 160.6667 | 160.6667 | 0 | 160.6667 | 0 | 5.3137 | 155.353 | 9389.3253 | 159.4788 | 0 | 0.93893
2016-10-13 | 179900.4 | 50 | -16.6 | 33.4 | 0 | 33.4 | 93.3867 | 160.6667 | 160.6667 | 0 | 160.6667 | 0 | 6.8537 | 153.813 | 9249.5076 | 155.353 | 0 | 0.92495
2016-10-13 01:00 | 179883.8 | 50 | -16.6 | 33.4 | 0 | 33.4 | 93.3867 | 160.6667 | 160.6667 | 0 | 160.6667 | 0 | 19.0387 | 141.628 | 9111.0759 | 153.813 | 0 | 0.91111
2016-10-13 02:00 | 179867.2 | 50 | -16.6 | 33.4 | 0 | 33.4 | 93.3867 | 160.6667 | 160.6667 | 0 | 160.6667 | 0 | 96.6481 | 64.0186 | 8983.6107 | 141.628 | 0 | 0.89836
2016-10-13 03:00 | 179850.6 | 50 | -16.6 | 33.4 | 0 | 33.4 | 93.3867 | 160.6667 | 160.6667 | 0 | 160.6667 | 0 | 100.2844 | 60.3823 | 8925.994 | 64.0186 | 0 | 0.8926
2016-10-13 04:00 | 179834 | 50 | -16.6 | 33.4 | 0 | 33.4 | 93.3867 | 160.6667 | 160.6667 | 0 | 160.6667 | 0 | 143.5267 | 17.1399 | 8871.6499 | 60.3823 | 0 | 0.88716
2016-10-13 05:00 | 179817.4 | 50 | -16.6 | 33.4 | 0 | 33.4 | 93.3867 | 160.6667 | 160.6667 | 0 | 160.6667 | 0 | 46.9307 | 113.736 | 8856.224 | 17.1399 | 0 | 0.88562
2016-10-13 06:00 | 179800.8 | 50 | -16.6 | 33.4 | 0 | 33.4 | 93.3867 | 160.6667 | 160.6667 | 0 | 160.6667 | 0 | 3.1642 | 157.5025 | 8753.8616 | 113.736 | 0 | 0.87539
2016-10-13 07:00 | 179784.2 | 50 | -16.6 | 33.4 | 0 | 33.4 | 93.3867 | 160.6667 | 160.6667 | 0 | 160.6667 | 0 | 85.2089 | 75.4577 | 8612.1094 | 157.5025 | 0 | 0.86121
2016-10-13 08:00 | 179767.6 | 50 | 150.4 | 200.4 | 0 | 200.4 | 560.32 | 972.8171 | 964 | 0 | 964 | 8.8171 | 972.8171 | -8.8171 | 8544.1974 | 75.4577 | 0 | 0.85442
2016-10-13 09:00 | 179918 | 50 | 82 | 200.4 | 0 | 200.4 | 560.32 | 1851.6956 | 964 | 0 | 964 | 887.6956 | 1851.6956 | -887.6956 | 8552.1328 | -8.8171 | 0 | 0.85521
2016-10-13 10:00 | 180000 | 50 | 0 | 200.4 | 68.4 | 200.4 | 560.32 | 2199.1199 | 634.9701 | 329.0299 | 634.9701 | 1564.1498 | 2199.1199 | -1564.1498 | 9351.0588 | -887.6956 | 0 | 0.93511
2016-10-13 11:00 | 180000 | 50 | 0 | 200.4 | 150.4 | 200.4 | 560.32 | 1911.5452 | 240.519 | 723.481 | 240.519 | 1671.0262 | 1911.5452 | -1671.0262 | 9900 | -609.9346 | -2174.0845 | 0.99
2016-10-13 12:00 | 180000 | 50 | 0 | 200.4 | 150.4 | 200.4 | 560.32 | 3499.3044 | 240.519 | 723.481 | 240.519 | 3258.7854 | 3499.3044 | -3258.7854 | 9900 | 0 | -1671.0262 | 0.99
2016-10-13 13:00 | 180000 | 50 | 0 | 200.4 | 150.4 | 200.4 | 560.32 | 2343.1993 | 240.519 | 723.481 | 240.519 | 2102.6804 | 2343.1993 | -2102.6804 | 9900 | 0 | -3258.7854 | 0.99
2016-10-13 14:00 | 180000 | 50 | 0 | 200.4 | 150.4 | 200.4 | 560.32 | 3074.8966 | 240.519 | 723.481 | 240.519 | 2834.3777 | 3074.8966 | -2834.3777 | 9900 | 0 | -2102.6804 | 0.99
2016-10-13 15:00 | 180000 | 50 | 0 | 200.4 | 150.4 | 200.4 | 560.32 | 2572.535 | 240.519 | 723.481 | 240.519 | 2332.016 | 2572.535 | -2332.016 | 9900 | 0 | -2834.3777 | 0.99
2016-10-13 16:00 | 180000 | 50 | 0 | 200.4 | 150.4 | 200.4 | 560.32 | 1978.4616 | 240.519 | 723.481 | 240.519 | 1737.9427 | 1978.4616 | -1737.9427 | 9900 | 0 | -2332.016 | 0.99
2016-10-13 17:00 | 180000 | 50 | 0 | 200.4 | 150.4 | 200.4 | 560.32 | 1264.1195 | 240.519 | 723.481 | 240.519 | 1023.6005 | 1264.1195 | -1023.6005 | 9900 | 0 | -1737.9427 | 0.99
2016-10-13 18:00 | 180000 | 50 | -50 | 0 | 150.4 | 0 | 0 | 160.6667 | -723.481 | 723.481 | -723.481 | 884.1477 | 445.1438 | -1168.6249 | 9900 | 0 | -1023.6005 | 0.99
2016-10-13 19:00 | 179950 | 50 | -16.6 | 33.4 | 0 | 33.4 | 93.3867 | 160.6667 | 160.6667 | 0 | 160.6667 | 0 | 43.5139 | 117.1528 | 9900 | 0 | -1168.6249 | 0.99
2016-10-13 20:00 | 179933.4 | 50 | -16.6 | 33.4 | 0 | 33.4 | 93.3867 | 160.6667 | 160.6667 | 0 | 160.6667 | 0 | 13.2537 | 147.413 | 9794.5625 | 117.1528 | 0 | 0.97946
2016-10-13 21:00 | 179916.8 | 50 | -16.6 | 33.4 | 0 | 33.4 | 93.3867 | 160.6667 | 160.6667 | 0 | 160.6667 | 0 | 0.028716 | 160.638 | 9661.8908 | 147.413 | 0 | 0.96619
2016-10-13 22:00 | 179900.2 | 50 | -16.6 | 33.4 | 0 | 33.4 | 93.3867 | 160.6667 | 160.6667 | 0 | 160.6667 | 0 | 0.082829 | 160.5838 | 9517.3166 | 160.638 | 0 | 0.95173
2016-10-13 23:00 | 179883.6 | 50 | -16.6 | 33.4 | 0 | 33.4 | 93.3867 | 160.6667 | 160.6667 | 0 | 160.6667 | 0 | 0.48326 | 160.1834 | 9372.7912 | 160.5838 | 0 | 0.93728
2016-10-14 | 179867 | 50 | -16.6 | 33.4 | 0 | 33.4 | 93.3867 | 160.6667 | 160.6667 | 0 | 160.6667 | 0 | 0.10101 | 160.5657 | 9228.6261 | 160.1834 | 0 | 0.92286
2016-10-14 01:00 | 179850.4 | 50 | -16.6 | 33.4 | 0 | 33.4 | 93.3867 | 160.6667 | 160.6667 | 0 | 160.6667 | 0 | 0.5772 | 160.0895 | 9084.117 | 160.5657 | 0 | 0.90841
2016-10-14 02:00 | 179833.8 | 50 | -16.6 | 33.4 | 0 | 33.4 | 93.3867 | 160.6667 | 160.6667 | 0 | 160.6667 | 0 | 0.22727 | 160.4394 | 8940.0365 | 160.0895 | 0 | 0.894
2016-10-14 03:00 | 179817.2 | 50 | -16.6 | 33.4 | 0 | 33.4 | 93.3867 | 160.6667 | 160.6667 | 0 | 160.6667 | 0 | 2.7775 | 157.8892 | 8795.641 | 160.4394 | 0 | 0.87956
2016-10-14 04:00 | 179800.6 | 50 | -16.6 | 33.4 | 0 | 33.4 | 93.3867 | 160.6667 | 160.6667 | 0 | 160.6667 | 2.8422e-14 | 23.9655 | 136.7011 | 8653.5408 | 157.8892 | 0 | 0.86535
2016-10-14 05:00 | 179784 | 50 | -16.6 | 33.4 | 0 | 33.4 | 93.3867 | 160.6667 | 160.6667 | 0 | 160.6667 | 0 | 33.9857 | 126.681 | 8530.5097 | 136.7011 | 0 | 0.85305
2016-10-14 06:00 | 179767.4 | 50 | -16.6 | 33.4 | 0 | 33.4 | 93.3867 | 160.6667 | 160.6667 | 0 | 160.6667 | 0 | 73.1431 | 87.5235 | 8416.4969 | 126.681 | 0 | 0.84165
2016-10-14 07:00 | 179750.8 | 50 | -16.6 | 33.4 | 0 | 33.4 | 93.3867 | 160.6667 | 160.6667 | 0 | 160.6667 | 0 | 179.6381 | -18.9714 | 8337.7257 | 87.5235 | 0 | 0.83377
2016-10-14 08:00 | 179734.2 | 50 | 150.4 | 200.4 | 0 | 200.4 | 560.32 | 1084.0756 | 964 | 0 | 964 | 120.0756 | 1084.0756 | -120.0756 | 8354.8 | -18.9714 | 0 | 0.83548
2016-10-14 09:00 | 179884.6 | 50 | 115.4 | 200.4 | 0 | 200.4 | 560.32 | 1877.4108 | 964 | 0 | 964 | 913.4108 | 1877.4108 | -913.4108 | 8462.868 | -120.0756 | 0 | 0.84629
2016-10-14 10:00 | 180000 | 50 | 0 | 200.4 | 35 | 200.4 | 560.32 | 1255.6023 | 795.6367 | 168.3633 | 795.6367 | 459.9656 | 1255.6023 | -459.9656 | 9284.9377 | -913.4108 | 0 | 0.92849
2016-10-14 11:00 | 180000 | 50 | 0 | 200.4 | 150.4 | 200.4 | 560.32 | 3261.5351 | 240.519 | 723.481 | 240.519 | 3021.0162 | 3261.5351 | -3021.0162 | 9698.9067 | -459.9656 | 0 | 0.96989
2016-10-14 12:00 | 180000 | 50 | 0 | 200.4 | 150.4 | 200.4 | 560.32 | 3395.2724 | 240.519 | 723.481 | 240.519 | 3154.7534 | 3395.2724 | -3154.7534 | 9900 | -223.4369 | -3244.4531 | 0.99
2016-10-14 13:00 | 180000 | 50 | 0 | 200.4 | 150.4 | 200.4 | 560.32 | 3477.8797 | 240.519 | 723.481 | 240.519 | 3237.3607 | 3477.8797 | -3237.3607 | 9900 | 0 | -3154.7534 | 0.99
2016-10-14 14:00 | 180000 | 50 | 0 | 200.4 | 150.4 | 200.4 | 560.32 | 3456.4242 | 240.519 | 723.481 | 240.519 | 3215.9053 | 3456.4242 | -3215.9053 | 9900 | 0 | -3237.3607 | 0.99
2016-10-14 15:00 | 180000 | 50 | 0 | 200.4 | 150.4 | 200.4 | 560.32 | 2828.2514 | 240.519 | 723.481 | 240.519 | 2587.7324 | 2828.2514 | -2587.7324 | 9900 | 0 | -3215.9053 | 0.99
2016-10-14 16:00 | 180000 | 50 | 0 | 200.4 | 150.4 | 200.4 | 560.32 | 1931.4402 | 240.519 | 723.481 | 240.519 | 1690.9212 | 1931.4402 | -1690.9212 | 9900 | 0 | -2587.7324 | 0.99
2016-10-14 17:00 | 180000 | 50 | 0 | 200.4 | 150.4 | 200.4 | 560.32 | 1153.2448 | 240.519 | 723.481 | 240.519 | 912.7259 | 1153.2448 | -912.7259 | 9900 | 0 | -1690.9212 | 0.99
2016-10-14 18:00 | 180000 | 50 | -16.6 | 33.4 | 150.4 | 33.4 | 93.3867 | 160.6667 | -562.8144 | 723.481 | -562.8144 | 723.481 | 280.4418 | -843.2562 | 9900 | 0 | -912.7259 | 0.99
2016-10-14 19:00 | 179983.4 | 50 | -16.6 | 33.4 | 0 | 33.4 | 93.3867 | 160.6667 | 160.6667 | 0 | 160.6667 | 0 | 5.8078 | 154.8589 | 9900 | 0 | -843.2562 | 0.99
2016-10-14 20:00 | 179966.8 | 50 | -16.6 | 33.4 | 0 | 33.4 | 93.3867 | 160.6667 | 160.6667 | 0 | 160.6667 | 0 | 12.4641 | 148.2026 | 9760.627 | 154.8589 | 0 | 0.97606
2016-10-14 21:00 | 179950.2 | 50 | -16.6 | 33.4 | 0 | 33.4 | 93.3867 | 160.6667 | 160.6667 | 0 | 160.6667 | 0 | 6.3111 | 154.3556 | 9627.2447 | 148.2026 | 0 | 0.96272
2016-10-14 22:00 | 179933.6 | 50 | -16.6 | 33.4 | 0 | 33.4 | 93.3867 | 160.6667 | 160.6667 | 0 | 160.6667 | 0 | 0.12814 | 160.5385 | 9488.3247 | 154.3556 | 0 | 0.94883
2016-10-14 23:00 | 179917 | 50 | -16.6 | 33.4 | 0 | 33.4 | 93.3867 | 160.6667 | 160.6667 | 0 | 160.6667 | 0 | 0 | 160.6667 | 9343.84 | 160.5385 | 0 | 0.93438
2016-10-15 | 179900.4 | 50 | -16.6 | 33.4 | 0 | 33.4 | 93.3867 | 160.6667 | 160.6667 | 0 | 160.6667 | 0 | 0 | 160.6667 | 9199.24 | 160.6667 | 0 | 0.91992
2016-10-15 01:00 | 179883.8 | 50 | -16.6 | 33.4 | 0 | 33.4 | 93.3867 | 160.6667 | 160.6667 | 0 | 160.6667 | 0 | 0 | 160.6667 | 9054.64 | 160.6667 | 0 | 0.90546
2016-10-15 02:00 | 179867.2 | 50 | -16.6 | 33.4 | 0 | 33.4 | 93.3867 | 160.6667 | 160.6667 | 0 | 160.6667 | 0 | 0.088456 | 160.5782 | 8910.04 | 160.6667 | 0 | 0.891
2016-10-15 03:00 | 179850.6 | 50 | -16.6 | 33.4 | 0 | 33.4 | 93.3867 | 160.6667 | 160.6667 | 0 | 160.6667 | 0 | 0.051371 | 160.6153 | 8765.5196 | 160.5782 | 0 | 0.87655
2016-10-15 04:00 | 179834 | 50 | -16.6 | 33.4 | 0 | 33.4 | 93.3867 | 160.6667 | 160.6667 | 0 | 160.6667 | 0 | 0 | 160.6667 | 8620.9658 | 160.6153 | 0 | 0.8621
2016-10-15 05:00 | 179817.4 | 50 | -16.6 | 33.4 | 0 | 33.4 | 93.3867 | 160.6667 | 160.6667 | 0 | 160.6667 | 0 | 0 | 160.6667 | 8476.3658 | 160.6667 | 0 | 0.84764
2016-10-15 06:00 | 179800.8 | 50 | -16.6 | 33.4 | 0 | 33.4 | 93.3867 | 160.6667 | 160.6667 | 0 | 160.6667 | 0 | 0 | 160.6667 | 8331.7658 | 160.6667 | 0 | 0.83318
2016-10-15 07:00 | 179784.2 | 50 | -16.6 | 33.4 | 0 | 33.4 | 93.3867 | 160.6667 | 160.6667 | 0 | 160.6667 | 0 | 66.7289 | 93.9378 | 8187.1658 | 160.6667 | 0 | 0.81872
2016-10-15 08:00 | 179767.6 | 50 | -50 | 0 | 0 | 0 | 0 | 160.6667 | 0 | 0 | 0 | 160.6667 | 952.7061 | -952.7061 | 8102.6218 | 93.9378 | 0 | 0.81026
2016-10-15 09:00 | 179717.6 | 50 | 150.4 | 200.4 | 0 | 200.4 | 560.32 | 1752.3425 | 964 | 0 | 964 | 788.3425 | 1752.3425 | -788.3425 | 8960.0573 | -952.7061 | 0 | 0.89601
2016-10-15 10:00 | 179868 | 50 | 132 | 200.4 | 0 | 200.4 | 560.32 | 2416.1682 | 964 | 0 | 964 | 1452.1682 | 2416.1682 | -1452.1682 | 9669.5656 | -788.3425 | 0 | 0.96696
2016-10-15 11:00 | 180000 | 50 | 0 | 200.4 | 18.4 | 200.4 | 560.32 | 2895.5996 | 875.489 | 88.511 | 875.489 | 2020.1106 | 2895.5996 | -2020.1106 | 9900 | -256.0383 | -1708.2064 | 0.99
2016-10-15 12:00 | 180000 | 50 | 0 | 200.4 | 150.4 | 200.4 | 560.32 | 3157.5249 | 240.519 | 723.481 | 240.519 | 2917.0059 | 3157.5249 | -2917.0059 | 9900 | 0 | -2020.1106 | 0.99
2016-10-15 13:00 | 180000 | 50 | 0 | 200.4 | 150.4 | 200.4 | 560.32 | 3187.1967 | 240.519 | 723.481 | 240.519 | 2946.6777 | 3187.1967 | -2946.6777 | 9900 | 0 | -2917.0059 | 0.99
2016-10-15 14:00 | 180000 | 50 | 0 | 200.4 | 150.4 | 200.4 | 560.32 | 2988.6062 | 240.519 | 723.481 | 240.519 | 2748.0872 | 2988.6062 | -2748.0872 | 9900 | 0 | -2946.6777 | 0.99
2016-10-15 15:00 | 180000 | 50 | 0 | 200.4 | 150.4 | 200.4 | 560.32 | 2574.4148 | 240.519 | 723.481 | 240.519 | 2333.8959 | 2574.4148 | -2333.8959 | 9900 | 0 | -2748.0872 | 0.99
2016-10-15 16:00 | 180000 | 50 | 0 | 200.4 | 150.4 | 200.4 | 560.32 | 1940.6685 | 240.519 | 723.481 | 240.519 | 1700.1495 | 1940.6685 | -1700.1495 | 9900 | 0 | -2333.8959 | 0.99
2016-10-15 17:00 | 180000 | 50 | 0 | 200.4 | 150.4 | 200.4 | 560.32 | 1003.0844 | 240.519 | 723.481 | 240.519 | 762.5654 | 1003.0844 | -762.5654 | 9900 | 0 | -1700.1495 | 0.99
2016-10-15 18:00 | 180000 | 50 | -16.6 | 33.4 | 150.4 | 33.4 | 93.3867 | 160.6667 | -562.8144 | 723.481 | -562.8144 | 723.481 | 277.4625 | -840.2768 | 9900 | 0 | -762.5654 | 0.99
2016-10-15 19:00 | 179983.4 | 50 | -16.6 | 33.4 | 0 | 33.4 | 93.3867 | 160.6667 | 160.6667 | 0 | 160.6667 | 0 | 20.9113 | 139.7554 | 9900 | 0 | -840.2768 | 0.99
2016-10-15 20:00 | 179966.8 | 50 | -16.6 | 33.4 | 0 | 33.4 | 93.3867 | 160.6667 | 160.6667 | 0 | 160.6667 | 0 | 35.8555 | 124.8112 | 9774.2201 | 139.7554 | 0 | 0.97742
2016-10-15 21:00 | 179950.2 | 50 | -16.6 | 33.4 | 0 | 33.4 | 93.3867 | 160.6667 | 160.6667 | 0 | 160.6667 | 0 | 78.7768 | 81.8898 | 9661.8901 | 124.8112 | 0 | 0.96619
2016-10-15 22:00 | 179933.6 | 50 | -16.6 | 33.4 | 0 | 33.4 | 93.3867 | 160.6667 | 160.6667 | 0 | 160.6667 | 0 | 83.9784 | 76.6883 | 9588.1892 | 81.8898 | 0 | 0.95882
2016-10-15 23:00 | 179917 | 50 | -16.6 | 33.4 | 0 | 33.4 | 93.3867 | 160.6667 | 160.6667 | 0 | 160.6667 | 0 | 49.2256 | 111.4411 | 9519.1698 | 76.6883 | 0 | 0.95192
2016-10-16 | 179900.4 | 50 | -16.6 | 33.4 | 0 | 33.4 | 93.3867 | 160.6667 | 160.6667 | 0 | 160.6667 | 0 | 48.3753 | 112.2914 | 9418.8728 | 111.4411 | 0 | 0.94189
2016-10-16 01:00 | 179883.8 | 50 | -16.6 | 33.4 | 0 | 33.4 | 93.3867 | 160.6667 | 160.6667 | 0 | 160.6667 | 0 | 39.6975 | 120.9692 | 9317.8106 | 112.2914 | 0 | 0.93178
2016-10-16 02:00 | 179867.2 | 50 | -16.6 | 33.4 | 0 | 33.4 | 93.3867 | 160.6667 | 160.6667 | 0 | 160.6667 | 0 | 77.6599 | 83.0068 | 9208.9383 | 120.9692 | 0 | 0.92089
2016-10-16 03:00 | 179850.6 | 50 | -16.6 | 33.4 | 0 | 33.4 | 93.3867 | 160.6667 | 160.6667 | 0 | 160.6667 | 0 | 46.1827 | 114.4839 | 9134.2322 | 83.0068 | 0 | 0.91342
2016-10-16 04:00 | 179834 | 50 | -16.6 | 33.4 | 0 | 33.4 | 93.3867 | 160.6667 | 160.6667 | 0 | 160.6667 | 0 | 47.2636 | 113.403 | 9031.1967 | 114.4839 | 0 | 0.90312
2016-10-16 05:00 | 179817.4 | 50 | -16.6 | 33.4 | 0 | 33.4 | 93.3867 | 160.6667 | 160.6667 | 0 | 160.6667 | 0 | 20.2258 | 140.4408 | 8929.1339 | 113.403 | 0 | 0.89291
2016-10-16 06:00 | 179800.8 | 50 | -16.6 | 33.4 | 0 | 33.4 | 93.3867 | 160.6667 | 160.6667 | 0 | 160.6667 | 0 | 4.8358 | 155.8309 | 8802.7372 | 140.4408 | 0 | 0.88027
2016-10-16 07:00 | 179784.2 | 50 | -16.6 | 33.4 | 0 | 33.4 | 93.3867 | 160.6667 | 160.6667 | 0 | 160.6667 | 0 | 58.1721 | 102.4945 | 8662.4894 | 155.8309 | 0 | 0.86625
2016-10-16 08:00 | 179767.6 | 50 | -50 | 0 | 0 | 0 | 0 | 160.6667 | 0 | 0 | 0 | 160.6667 | 941.68 | -941.68 | 8570.2443 | 102.4945 | 0 | 0.85702
2016-10-16 09:00 | 179717.6 | 50 | 150.4 | 200.4 | 0 | 200.4 | 560.32 | 1754.2644 | 964 | 0 | 964 | 790.2644 | 1754.2644 | -790.2644 | 9417.7563 | -941.68 | 0 | 0.94178
2016-10-16 10:00 | 179868 | 50 | 132 | 200.4 | 0 | 200.4 | 560.32 | 2425.4575 | 964 | 0 | 964 | 1461.4575 | 2425.4575 | -1461.4575 | 9900 | -535.8263 | -1326.0907 | 0.99
2016-10-16 11:00 | 180000 | 50 | 0 | 200.4 | 18.4 | 200.4 | 560.32 | 2894.0609 | 875.489 | 88.511 | 875.489 | 2018.5719 | 2894.0609 | -2018.5719 | 9900 | 0 | -1461.4575 | 0.99
2016-10-16 12:00 | 180000 | 50 | 0 | 200.4 | 150.4 | 200.4 | 560.32 | 3145.0906 | 240.519 | 723.481 | 240.519 | 2904.5716 | 3145.0906 | -2904.5716 | 9900 | 0 | -2018.5719 | 0.99
2016-10-16 13:00 | 180000 | 50 | 0 | 200.4 | 150.4 | 200.4 | 560.32 | 3168.983 | 240.519 | 723.481 | 240.519 | 2928.464 | 3168.983 | -2928.464 | 9900 | 0 | -2904.5716 | 0.99
2016-10-16 14:00 | 180000 | 50 | 0 | 200.4 | 150.4 | 200.4 | 560.32 | 2162.1192 | 240.519 | 723.481 | 240.519 | 1921.6002 | 2162.1192 | -1921.6002 | 9900 | 0 | -2928.464 | 0.99
2016-10-16 15:00 | 180000 | 50 | 0 | 200.4 | 150.4 | 200.4 | 560.32 | 2522.3333 | 240.519 | 723.481 | 240.519 | 2281.8143 | 2522.3333 | -2281.8143 | 9900 | 0 | -1921.6002 | 0.99
2016-10-16 16:00 | 180000 | 50 | 0 | 200.4 | 150.4 | 200.4 | 560.32 | 1899.1548 | 240.519 | 723.481 | 240.519 | 1658.6359 | 1899.1548 | -1658.6359 | 9900 | 0 | -2281.8143 | 0.99
2016-10-16 17:00 | 180000 | 50 | 0 | 200.4 | 150.4 | 200.4 | 560.32 | 1137.5141 | 240.519 | 723.481 | 240.519 | 896.9951 | 1137.5141 | -896.9951 | 9900 | 0 | -1658.6359 | 0.99
2016-10-16 18:00 | 180000 | 50 | -16.6 | 33.4 | 150.4 | 33.4 | 93.3867 | 160.6667 | -562.8144 | 723.481 | -562.8144 | 723.481 | 319.2389 | -882.0533 | 9900 | 0 | -896.9951 | 0.99
2016-10-16 19:00 | 179983.4 | 50 | -16.6 | 33.4 | 0 | 33.4 | 93.3867 | 160.6667 | 160.6667 | 0 | 160.6667 | 0 | 125.8412 | 34.8254 | 9900 | 0 | -882.0533 | 0.99
2016-10-16 20:00 | 179966.8 | 50 | -16.6 | 33.4 | 0 | 33.4 | 93.3867 | 160.6667 | 160.6667 | 0 | 160.6667 | 0 | 146.4358 | 14.2309 | 9868.6571 | 34.8254 | 0 | 0.98687
2016-10-16 21:00 | 179950.2 | 50 | -16.6 | 33.4 | 0 | 33.4 | 93.3867 | 160.6667 | 160.6667 | 0 | 160.6667 | 0 | 140.9524 | 19.7143 | 9855.8494 | 14.2309 | 0 | 0.98558
2016-10-16 22:00 | 179933.6 | 50 | -16.6 | 33.4 | 0 | 33.4 | 93.3867 | 160.6667 | 160.6667 | 0 | 160.6667 | 0 | 51.8894 | 108.7773 | 9838.1065 | 19.7143 | 0 | 0.98381
2016-10-16 23:00 | 179917 | 50 | -16.6 | 33.4 | 0 | 33.4 | 93.3867 | 160.6667 | 160.6667 | 0 | 160.6667 | 0 | 0.72165 | 159.945 | 9740.2069 | 108.7773 | 0 | 0.97402
2016-10-17 | 179900.4 | 50 | -16.6 | 33.4 | 0 | 33.4 | 93.3867 | 160.6667 | 160.6667 | 0 | 160.6667 | 0 | 0.018759 | 160.6479 | 9596.2564 | 159.945 | 0 | 0.95963
2016-10-17 01:00 | 179883.8 | 50 | -16.6 | 33.4 | 0 | 33.4 | 93.3867 | 160.6667 | 160.6667 | 0 | 160.6667 | 0 | 0.55123 | 160.1154 | 9451.6733 | 160.6479 | 0 | 0.94517
2016-10-17 02:00 | 179867.2 | 50 | -16.6 | 33.4 | 0 | 33.4 | 93.3867 | 160.6667 | 160.6667 | 0 | 160.6667 | 0 | 2.4162 | 158.2505 | 9307.5694 | 160.1154 | 0 | 0.93076
2016-10-17 03:00 | 179850.6 | 50 | -16.6 | 33.4 | 0 | 33.4 | 93.3867 | 160.6667 | 160.6667 | 0 | 160.6667 | 0 | 4.5437 | 156.1229 | 9165.144 | 158.2505 | 0 | 0.91651
2016-10-17 04:00 | 179834 | 50 | -16.6 | 33.4 | 0 | 33.4 | 93.3867 | 160.6667 | 160.6667 | 0 | 160.6667 | 0 | 0.74935 | 159.9173 | 9024.6333 | 156.1229 | 0 | 0.90246
2016-10-17 05:00 | 179817.4 | 50 | -16.6 | 33.4 | 0 | 33.4 | 93.3867 | 160.6667 | 160.6667 | 0 | 160.6667 | 0 | 0.74632 | 159.9203 | 8880.7077 | 159.9173 | 0 | 0.88807
2016-10-17 06:00 | 179800.8 | 50 | -16.6 | 33.4 | 0 | 33.4 | 93.3867 | 160.6667 | 160.6667 | 0 | 160.6667 | 0 | 0.38874 | 160.2779 | 8736.7794 | 159.9203 | 0 | 0.87368
2016-10-17 07:00 | 179784.2 | 50 | -16.6 | 33.4 | 0 | 33.4 | 93.3867 | 160.6667 | 160.6667 | 0 | 160.6667 | 0 | 48.4878 | 112.1789 | 8592.5293 | 160.2779 | 0 | 0.85925
2016-10-17 08:00 | 179767.6 | 50 | -50 | 0 | 0 | 0 | 0 | 160.6667 | 0 | 0 | 0 | 160.6667 | 930.9893 | -930.9893 | 8491.5683 | 112.1789 | 0 | 0.84916
2016-10-17 09:00 | 179717.6 | 50 | 150.4 | 200.4 | 0 | 200.4 | 560.32 | 1733.2858 | 964 | 0 | 964 | 769.2858 | 1733.2858 | -769.2858 | 9329.4587 | -930.9893 | 0 | 0.93295
2016-10-17 10:00 | 179868 | 50 | 132 | 200.4 | 0 | 200.4 | 560.32 | 2391.7335 | 964 | 0 | 964 | 1427.7335 | 2391.7335 | -1427.7335 | 9900 | -633.9348 | -1403.2206 | 0.99
2016-10-17 11:00 | 180000 | 50 | 0 | 200.4 | 18.4 | 200.4 | 560.32 | 2862.2088 | 875.489 | 88.511 | 875.489 | 1986.7198 | 2862.2088 | -1986.7198 | 9900 | 0 | -1427.7335 | 0.99
2016-10-17 12:00 | 180000 | 50 | 0 | 200.4 | 150.4 | 200.4 | 560.32 | 3120.2326 | 240.519 | 723.481 | 240.519 | 2879.7137 | 3120.2326 | -2879.7137 | 9900 | 0 | -1986.7198 | 0.99
2016-10-17 13:00 | 180000 | 50 | 0 | 200.4 | 150.4 | 200.4 | 560.32 | 3144.5352 | 240.519 | 723.481 | 240.519 | 2904.0163 | 3144.5352 | -2904.0163 | 9900 | 0 | -2879.7137 | 0.99
2016-10-17 14:00 | 180000 | 50 | 0 | 200.4 | 150.4 | 200.4 | 560.32 | 2663.47 | 240.519 | 723.481 | 240.519 | 2422.951 | 2663.47 | -2422.951 | 9900 | 0 | -2904.0163 | 0.99
2016-10-17 15:00 | 180000 | 50 | 0 | 200.4 | 150.4 | 200.4 | 560.32 | 2502.8992 | 240.519 | 723.481 | 240.519 | 2262.3803 | 2502.8992 | -2262.3803 | 9900 | 0 | -2422.951 | 0.99
2016-10-17 16:00 | 180000 | 50 | 0 | 200.4 | 150.4 | 200.4 | 560.32 | 1875.75 | 240.519 | 723.481 | 240.519 | 1635.231 | 1875.75 | -1635.231 | 9900 | 0 | -2262.3803 | 0.99
2016-10-17 17:00 | 180000 | 50 | 0 | 200.4 | 150.4 | 200.4 | 560.32 | 1101.2516 | 240.519 | 723.481 | 240.519 | 860.7327 | 1101.2516 | -860.7327 | 9900 | 0 | -1635.231 | 0.99
2016-10-17 18:00 | 180000 | 50 | -16.6 | 33.4 | 150.4 | 33.4 | 93.3867 | 160.6667 | -562.8144 | 723.481 | -562.8144 | 723.481 | 231.3788 | -794.1932 | 9900 | 0 | -860.7327 | 0.99
2016-10-17 19:00 | 179983.4 | 50 | -16.6 | 33.4 | 0 | 33.4 | 93.3867 | 160.6667 | 160.6667 | 0 | 160.6667 | 0 | 0 | 160.6667 | 9900 | 0 | -794.1932 | 0.99
2016-10-17 20:00 | 179966.8 | 50 | -16.6 | 33.4 | 0 | 33.4 | 93.3867 | 160.6667 | 160.6667 | 0 | 160.6667 | 0 | 0.25527 | 160.4114 | 9755.4 | 160.6667 | 0 | 0.97554
2016-10-17 21:00 | 179950.2 | 50 | -16.6 | 33.4 | 0 | 33.4 | 93.3867 | 160.6667 | 160.6667 | 0 | 160.6667 | 0 | 0.72511 | 159.9416 | 9611.0297 | 160.4114 | 0 | 0.9611
2016-10-17 22:00 | 179933.6 | 50 | -16.6 | 33.4 | 0 | 33.4 | 93.3867 | 160.6667 | 160.6667 | 0 | 160.6667 | 0 | 0.87735 | 159.7893 | 9467.0823 | 159.9416 | 0 | 0.94671
2016-10-17 23:00 | 179917 | 50 | -16.6 | 33.4 | 0 | 33.4 | 93.3867 | 160.6667 | 160.6667 | 0 | 160.6667 | 0 | 0.10462 | 160.562 | 9323.2719 | 159.7893 | 0 | 0.93233
2016-10-18 | 179900.4 | 50 | -16.6 | 33.4 | 0 | 33.4 | 93.3867 | 160.6667 | 160.6667 | 0 | 160.6667 | 0 | 0 | 160.6667 | 9178.7661 | 160.562 | 0 | 0.91788
2016-10-18 01:00 | 179883.8 | 50 | -16.6 | 33.4 | 0 | 33.4 | 93.3867 | 160.6667 | 160.6667 | 0 | 160.6667 | 0 | 0.6303 | 160.0364 | 9034.1661 | 160.6667 | 0 | 0.90342
2016-10-18 02:00 | 179867.2 | 50 | -16.6 | 33.4 | 0 | 33.4 | 93.3867 | 160.6667 | 160.6667 | 0 | 160.6667 | 0 | 6.8837 | 153.783 | 8890.1334 | 160.0364 | 0 | 0.88901
2016-10-18 03:00 | 179850.6 | 50 | -16.6 | 33.4 | 0 | 33.4 | 93.3867 | 160.6667 | 160.6667 | 0 | 160.6667 | 0 | 3.2023 | 157.4644 | 8751.7287 | 153.783 | 0 | 0.87517
2016-10-18 04:00 | 179834 | 50 | -16.6 | 33.4 | 0 | 33.4 | 93.3867 | 160.6667 | 160.6667 | 0 | 160.6667 | 0 | 0.61198 | 160.0547 | 8610.0108 | 157.4644 | 0 | 0.861
2016-10-18 05:00 | 179817.4 | 50 | -16.6 | 33.4 | 0 | 33.4 | 93.3867 | 160.6667 | 160.6667 | 0 | 160.6667 | 0 | 3.3651 | 157.3016 | 8465.9616 | 160.0547 | 0 | 0.8466
2016-10-18 06:00 | 179800.8 | 50 | -16.6 | 33.4 | 0 | 33.4 | 93.3867 | 160.6667 | 160.6667 | 0 | 160.6667 | 0 | 3.0199 | 157.6468 | 8324.3901 | 157.3016 | 0 | 0.83244
2016-10-18 07:00 | 179784.2 | 50 | -16.6 | 33.4 | 0 | 33.4 | 93.3867 | 160.6667 | 160.6667 | 0 | 160.6667 | 0 | 39.0391 | 121.6275 | 8182.508 | 157.6468 | 0 | 0.81825
2016-10-18 08:00 | 179767.6 | 50 | -50 | 0 | 0 | 0 | 0 | 160.6667 | 0 | 0 | 0 | 160.6667 | 920.5821 | -920.5821 | 8073.0433 | 121.6275 | 0 | 0.8073
2016-10-18 09:00 | 179717.6 | 50 | 150.4 | 200.4 | 0 | 200.4 | 560.32 | 1590.7927 | 964 | 0 | 964 | 626.7927 | 1590.7927 | -626.7927 | 8901.5672 | -920.5821 | 0 | 0.89016
2016-10-18 10:00 | 179868 | 50 | 132 | 200.4 | 0 | 200.4 | 560.32 | 2379.5942 | 964 | 0 | 964 | 1415.5942 | 2379.5942 | -1415.5942 | 9465.6806 | -626.7927 | 0 | 0.94657
2016-10-18 11:00 | 180000 | 50 | 0 | 200.4 | 18.4 | 200.4 | 560.32 | 2900.5456 | 875.489 | 88.511 | 875.489 | 2025.0566 | 2900.5456 | -2025.0566 | 9900 | -482.5771 | -1898.1713 | 0.99
2016-10-18 12:00 | 180000 | 50 | 0 | 200.4 | 150.4 | 200.4 | 560.32 | 3176.5684 | 240.519 | 723.481 | 240.519 | 2936.0495 | 3176.5684 | -2936.0495 | 9900 | 0 | -2025.0566 | 0.99
2016-10-18 13:00 | 180000 | 50 | 0 | 200.4 | 150.4 | 200.4 | 560.32 | 3132.9864 | 240.519 | 723.481 | 240.519 | 2892.4674 | 3132.9864 | -2892.4674 | 9900 | 0 | -2936.0495 | 0.99
2016-10-18 14:00 | 180000 | 50 | 0 | 200.4 | 150.4 | 200.4 | 560.32 | 2968.6399 | 240.519 | 723.481 | 240.519 | 2728.1209 | 2968.6399 | -2728.1209 | 9900 | 0 | -2892.4674 | 0.99
2016-10-18 15:00 | 180000 | 50 | 0 | 200.4 | 150.4 | 200.4 | 560.32 | 2537.4434 | 240.519 | 723.481 | 240.519 | 2296.9244 | 2537.4434 | -2296.9244 | 9900 | 0 | -2728.1209 | 0.99
2016-10-18 16:00 | 180000 | 50 | 0 | 200.4 | 150.4 | 200.4 | 560.32 | 1871.5143 | 240.519 | 723.481 | 240.519 | 1630.9954 | 1871.5143 | -1630.9954 | 9900 | 0 | -2296.9244 | 0.99
2016-10-18 17:00 | 180000 | 50 | 0 | 200.4 | 150.4 | 200.4 | 560.32 | 1107.5679 | 240.519 | 723.481 | 240.519 | 867.049 | 1107.5679 | -867.049 | 9900 | 0 | -1630.9954 | 0.99
2016-10-18 18:00 | 180000 | 50 | -16.6 | 33.4 | 150.4 | 33.4 | 93.3867 | 160.6667 | -562.8144 | 723.481 | -562.8144 | 723.481 | 216.3798 | -779.1942 | 9900 | 0 | -867.049 | 0.99
2016-10-18 19:00 | 179983.4 | 50 | -16.6 | 33.4 | 0 | 33.4 | 93.3867 | 160.6667 | 160.6667 | 0 | 160.6667 | 0 | 89.9464 | 70.7203 | 9900 | 0 | -779.1942 | 0.99
2016-10-18 20:00 | 179966.8 | 50 | -16.6 | 33.4 | 0 | 33.4 | 93.3867 | 160.6667 | 160.6667 | 0 | 160.6667 | 0 | 192.3359 | -31.6693 | 9836.3517 | 70.7203 | 0 | 0.98364
2016-10-18 21:00 | 179950.2 | 50 | -16.6 | 33.4 | 0 | 33.4 | 93.3867 | 160.6667 | 160.6667 | 0 | 160.6667 | 0 | 147.544 | 13.1226 | 9864.8541 | -31.6693 | 0 | 0.98649
2016-10-18 22:00 | 179933.6 | 50 | -16.6 | 33.4 | 0 | 33.4 | 93.3867 | 160.6667 | 160.6667 | 0 | 160.6667 | 0 | 135.3074 | 25.3593 | 9853.0437 | 13.1226 | 0 | 0.9853
2016-10-18 23:00 | 179917 | 50 | -16.6 | 33.4 | 0 | 33.4 | 93.3867 | 160.6667 | 160.6667 | 0 | 160.6667 | 0 | 124.4213 | 36.2453 | 9830.2203 | 25.3593 | 0 | 0.98302
2016-10-19 | 179900.4 | 50 | -16.6 | 33.4 | 0 | 33.4 | 93.3867 | 160.6667 | 160.6667 | 0 | 160.6667 | 0 | 38.2375 | 122.4292 | 9797.5995 | 36.2453 | 0 | 0.97976
2016-10-19 01:00 | 179883.8 | 50 | -16.6 | 33.4 | 0 | 33.4 | 93.3867 | 160.6667 | 160.6667 | 0 | 160.6667 | 0 | 38.4219 | 122.2447 | 9687.4133 | 122.4292 | 0 | 0.96874
2016-10-19 02:00 | 179867.2 | 50 | -16.6 | 33.4 | 0 | 33.4 | 93.3867 | 160.6667 | 160.6667 | 0 | 160.6667 | 0 | 38.2836 | 122.3831 | 9577.393 | 122.2447 | 0 | 0.95774
2016-10-19 03:00 | 179850.6 | 50 | -16.6 | 33.4 | 0 | 33.4 | 93.3867 | 160.6667 | 160.6667 | 0 | 160.6667 | 0 | 54.0614 | 106.6053 | 9467.2483 | 122.3831 | 0 | 0.94672
2016-10-19 04:00 | 179834 | 50 | -16.6 | 33.4 | 0 | 33.4 | 93.3867 | 160.6667 | 160.6667 | 0 | 160.6667 | 0 | 81.7201 | 78.9466 | 9371.3035 | 106.6053 | 0 | 0.93713
2016-10-19 05:00 | 179817.4 | 50 | -16.6 | 33.4 | 0 | 33.4 | 93.3867 | 160.6667 | 160.6667 | 0 | 160.6667 | 0 | 76.9098 | 83.7569 | 9300.2516 | 78.9466 | 0 | 0.93003
2016-10-19 06:00 | 179800.8 | 50 | -16.6 | 33.4 | 0 | 33.4 | 93.3867 | 160.6667 | 160.6667 | 0 | 160.6667 | 0 | 98.8657 | 61.8009 | 9224.8704 | 83.7569 | 0 | 0.92249
2016-10-19 07:00 | 179784.2 | 50 | -16.6 | 33.4 | 0 | 33.4 | 93.3867 | 160.6667 | 160.6667 | 0 | 160.6667 | 0 | 100.0996 | 60.5671 | 9169.2496 | 61.8009 | 0 | 0.91692
2016-10-19 08:00 | 179767.6 | 50 | 150.4 | 200.4 | 0 | 200.4 | 560.32 | 975.145 | 964 | 0 | 964 | 11.145 | 975.145 | -11.145 | 9114.7392 | 60.5671 | 0 | 0.91147
2016-10-19 09:00 | 179918 | 50 | 82 | 200.4 | 0 | 200.4 | 560.32 | 1889.0591 | 964 | 0 | 964 | 925.0591 | 1889.0591 | -925.0591 | 9124.7698 | -11.145 | 0 | 0.91248
2016-10-19 10:00 | 180000 | 50 | 0 | 200.4 | 68.4 | 200.4 | 560.32 | 2627.3074 | 634.9701 | 329.0299 | 634.9701 | 1992.3374 | 2627.3074 | -1992.3374 | 9900 | -861.3669 | -1786.426 | 0.99
2016-10-19 11:00 | 180000 | 50 | 0 | 200.4 | 150.4 | 200.4 | 560.32 | 3037.8811 | 240.519 | 723.481 | 240.519 | 2797.3621 | 3037.8811 | -2797.3621 | 9900 | 0 | -1992.3374 | 0.99
2016-10-19 12:00 | 180000 | 50 | 0 | 200.4 | 150.4 | 200.4 | 560.32 | 3284.239 | 240.519 | 723.481 | 240.519 | 3043.7201 | 3284.239 | -3043.7201 | 9900 | 0 | -2797.3621 | 0.99
2016-10-19 13:00 | 180000 | 50 | 0 | 200.4 | 150.4 | 200.4 | 560.32 | 3319.5617 | 240.519 | 723.481 | 240.519 | 3079.0427 | 3319.5617 | -3079.0427 | 9900 | 0 | -3043.7201 | 0.99
2016-10-19 14:00 | 180000 | 50 | 0 | 200.4 | 150.4 | 200.4 | 560.32 | 3197.3653 | 240.519 | 723.481 | 240.519 | 2956.8464 | 3197.3653 | -2956.8464 | 9900 | 0 | -3079.0427 | 0.99
2016-10-19 15:00 | 180000 | 50 | 0 | 200.4 | 150.4 | 200.4 | 560.32 | 2803.6464 | 240.519 | 723.481 | 240.519 | 2563.1274 | 2803.6464 | -2563.1274 | 9900 | 0 | -2956.8464 | 0.99
2016-10-19 16:00 | 180000 | 50 | 0 | 200.4 | 150.4 | 200.4 | 560.32 | 2134.3032 | 240.519 | 723.481 | 240.519 | 1893.7842 | 2134.3032 | -1893.7842 | 9900 | 0 | -2563.1274 | 0.99
2016-10-19 17:00 | 180000 | 50 | 0 | 200.4 | 150.4 | 200.4 | 560.32 | 1327.2804 | 240.519 | 723.481 | 240.519 | 1086.7615 | 1327.2804 | -1086.7615 | 9900 | 0 | -1893.7842 | 0.99
2016-10-19 18:00 | 180000 | 50 | -50 | 0 | 150.4 | 0 | 0 | 160.6667 | -723.481 | 723.481 | -723.481 | 884.1477 | 483.5243 | -1207.0054 | 9900 | 0 | -1086.7615 | 0.99
2016-10-19 19:00 | 179950 | 50 | -16.6 | 33.4 | 0 | 33.4 | 93.3867 | 160.6667 | 160.6667 | 0 | 160.6667 | 0 | 242.7212 | -82.0545 | 9900 | 0 | -1207.0054 | 0.99
2016-10-19 20:00 | 179933.4 | 50 | -16.6 | 33.4 | 0 | 33.4 | 93.3867 | 160.6667 | 160.6667 | 0 | 160.6667 | 0 | 77.4153 | 83.2514 | 9900 | 0 | -82.0545 | 0.99
2016-10-19 21:00 | 179916.8 | 50 | -16.6 | 33.4 | 0 | 33.4 | 93.3867 | 160.6667 | 160.6667 | 0 | 160.6667 | 0 | 37.5767 | 123.09 | 9825.0738 | 83.2514 | 0 | 0.98251
2016-10-19 22:00 | 179900.2 | 50 | -16.6 | 33.4 | 0 | 33.4 | 93.3867 | 160.6667 | 160.6667 | 0 | 160.6667 | 0 | 20.7248 | 139.9418 | 9714.2928 | 123.09 | 0 | 0.97143
2016-10-19 23:00 | 179883.6 | 50 | -16.6 | 33.4 | 0 | 33.4 | 93.3867 | 160.6667 | 160.6667 | 0 | 160.6667 | 0 | 40.0714 | 120.5952 | 9588.3451 | 139.9418 | 0 | 0.95883
2016-10-20 | 179867 | 50 | -16.6 | 33.4 | 0 | 33.4 | 93.3867 | 160.6667 | 160.6667 | 0 | 160.6667 | 2.8422e-14 | 29.611 | 131.0557 | 9479.8094 | 120.5952 | 0 | 0.94798
2016-10-20 01:00 | 179850.4 | 50 | -16.6 | 33.4 | 0 | 33.4 | 93.3867 | 160.6667 | 160.6667 | 0 | 160.6667 | 0 | 28.1049 | 132.5618 | 9361.8593 | 131.0557 | 0 | 0.93619
2016-10-20 02:00 | 179833.8 | 50 | -16.6 | 33.4 | 0 | 33.4 | 93.3867 | 160.6667 | 160.6667 | 0 | 160.6667 | 0 | 32.8382 | 127.8284 | 9242.5537 | 132.5618 | 0 | 0.92426
2016-10-20 03:00 | 179817.2 | 50 | -16.6 | 33.4 | 0 | 33.4 | 93.3867 | 160.6667 | 160.6667 | 0 | 160.6667 | 2.8422e-14 | 20.1847 | 140.482 | 9127.5082 | 127.8284 | 0 | 0.91275
2016-10-20 04:00 | 179800.6 | 50 | -16.6 | 33.4 | 0 | 33.4 | 93.3867 | 160.6667 | 160.6667 | 0 | 160.6667 | 0 | 17.8214 | 142.8453 | 9001.0744 | 140.482 | 0 | 0.90011
2016-10-20 05:00 | 179784 | 50 | -16.6 | 33.4 | 0 | 33.4 | 93.3867 | 160.6667 | 160.6667 | 0 | 160.6667 | 0 | 18.9482 | 141.7185 | 8872.5136 | 142.8453 | 0 | 0.88725
2016-10-20 06:00 | 179767.4 | 50 | -16.6 | 33.4 | 0 | 33.4 | 93.3867 | 160.6667 | 160.6667 | 0 | 160.6667 | 0 | 25.0825 | 135.5841 | 8744.967 | 141.7185 | 0 | 0.8745
2016-10-20 07:00 | 179750.8 | 50 | -16.6 | 33.4 | 0 | 33.4 | 93.3867 | 160.6667 | 160.6667 | 0 | 160.6667 | 0 | 25.8842 | 134.7825 | 8622.9413 | 135.5841 | 0 | 0.86229
2016-10-20 08:00 | 179734.2 | 50 | -50 | 0 | 0 | 0 | 0 | 160.6667 | 0 | 0 | 0 | 160.6667 | 906.0978 | -906.0978 | 8501.637 | 134.7825 | 0 | 0.85016
2016-10-20 09:00 | 179684.2 | 50 | 150.4 | 200.4 | 0 | 200.4 | 560.32 | 1698.8466 | 964 | 0 | 964 | 734.8466 | 1698.8466 | -734.8466 | 9317.125 | -906.0978 | 0 | 0.93171
2016-10-20 10:00 | 179834.6 | 50 | 150.4 | 200.4 | 0 | 200.4 | 560.32 | 2355.6555 | 964 | 0 | 964 | 1391.6555 | 2355.6555 | -1391.6555 | 9900 | -647.6388 | -1382.4854 | 0.99
2016-10-20 11:00 | 179985 | 50 | 15 | 200.4 | 0 | 200.4 | 560.32 | 2835.962 | 964 | 0 | 964 | 1871.962 | 2835.962 | -1871.962 | 9900 | 0 | -1391.6555 | 0.99
2016-10-20 12:00 | 180000 | 50 | 0 | 200.4 | 135.4 | 200.4 | 560.32 | 2813.0672 | 312.6747 | 651.3253 | 312.6747 | 2500.3926 | 2813.0672 | -2500.3926 | 9900 | 0 | -1871.962 | 0.99
2016-10-20 13:00 | 180000 | 50 | 0 | 200.4 | 150.4 | 200.4 | 560.32 | 3101.6497 | 240.519 | 723.481 | 240.519 | 2861.1307 | 3101.6497 | -2861.1307 | 9900 | 0 | -2500.3926 | 0.99
2016-10-20 14:00 | 180000 | 50 | 0 | 200.4 | 150.4 | 200.4 | 560.32 | 2885.1601 | 240.519 | 723.481 | 240.519 | 2644.6412 | 2885.1601 | -2644.6412 | 9900 | 0 | -2861.1307 | 0.99
2016-10-20 15:00 | 180000 | 50 | 0 | 200.4 | 150.4 | 200.4 | 560.32 | 2451.7232 | 240.519 | 723.481 | 240.519 | 2211.2042 | 2451.7232 | -2211.2042 | 9900 | 0 | -2644.6412 | 0.99
2016-10-20 16:00 | 180000 | 50 | 0 | 200.4 | 150.4 | 200.4 | 560.32 | 1827.9204 | 240.519 | 723.481 | 240.519 | 1587.4015 | 1827.9204 | -1587.4015 | 9900 | 0 | -2211.2042 | 0.99
2016-10-20 17:00 | 180000 | 50 | 0 | 200.4 | 150.4 | 200.4 | 560.32 | 1055.8411 | 240.519 | 723.481 | 240.519 | 815.3221 | 1055.8411 | -815.3221 | 9900 | 0 | -1587.4015 | 0.99
2016-10-20 18:00 | 180000 | 50 | -16.6 | 33.4 | 150.4 | 33.4 | 93.3867 | 160.6667 | -562.8144 | 723.481 | -562.8144 | 723.481 | 188.2376 | -751.0519 | 9900 | 0 | -815.3221 | 0.99
2016-10-20 19:00 | 179983.4 | 50 | -16.6 | 33.4 | 0 | 33.4 | 93.3867 | 160.6667 | 160.6667 | 0 | 160.6667 | 0 | 7.1134 | 153.5532 | 9900 | 0 | -751.0519 | 0.99
2016-10-20 20:00 | 179966.8 | 50 | -16.6 | 33.4 | 0 | 33.4 | 93.3867 | 160.6667 | 160.6667 | 0 | 160.6667 | 0 | 4.2159 | 156.4508 | 9761.8021 | 153.5532 | 0 | 0.97618
2016-10-20 21:00 | 179950.2 | 50 | -16.6 | 33.4 | 0 | 33.4 | 93.3867 | 160.6667 | 160.6667 | 0 | 160.6667 | 0 | 3.6006 | 157.0661 | 9620.9964 | 156.4508 | 0 | 0.9621
2016-10-20 22:00 | 179933.6 | 50 | -16.6 | 33.4 | 0 | 33.4 | 93.3867 | 160.6667 | 160.6667 | 0 | 160.6667 | 0 | 13.5224 | 147.1443 | 9479.6369 | 157.0661 | 0 | 0.94796
2016-10-20 23:00 | 179917 | 50 | -16.6 | 33.4 | 0 | 33.4 | 93.3867 | 160.6667 | 160.6667 | 0 | 160.6667 | 0 | 9.6812 | 150.9854 | 9347.207 | 147.1443 | 0 | 0.93472
2016-10-21 | 179900.4 | 50 | -16.6 | 33.4 | 0 | 33.4 | 93.3867 | 160.6667 | 160.6667 | 0 | 160.6667 | 0 | 2.9126 | 157.7541 | 9211.3201 | 150.9854 | 0 | 0.92113
2016-10-21 01:00 | 179883.8 | 50 | -16.6 | 33.4 | 0 | 33.4 | 93.3867 | 160.6667 | 160.6667 | 0 | 160.6667 | 0 | 0.85859 | 159.8081 | 9069.3414 | 157.7541 | 0 | 0.90693
2016-10-21 02:00 | 179867.2 | 50 | -16.6 | 33.4 | 0 | 33.4 | 93.3867 | 160.6667 | 160.6667 | 0 | 160.6667 | 0 | 2.804 | 157.8626 | 8925.5141 | 159.8081 | 0 | 0.89255
2016-10-21 03:00 | 179850.6 | 50 | -16.6 | 33.4 | 0 | 33.4 | 93.3867 | 160.6667 | 160.6667 | 0 | 160.6667 | 0 | 6.2499 | 154.4167 | 8783.4378 | 157.8626 | 0 | 0.87834
2016-10-21 04:00 | 179834 | 50 | -16.6 | 33.4 | 0 | 33.4 | 93.3867 | 160.6667 | 160.6667 | 0 | 160.6667 | 0 | 16.3271 | 144.3395 | 8644.4627 | 154.4167 | 0 | 0.86445
2016-10-21 05:00 | 179817.4 | 50 | -16.6 | 33.4 | 0 | 33.4 | 93.3867 | 160.6667 | 160.6667 | 0 | 160.6667 | 0 | 7.0395 | 153.6271 | 8514.5571 | 144.3395 | 0 | 0.85146
2016-10-21 06:00 | 179800.8 | 50 | -16.6 | 33.4 | 0 | 33.4 | 93.3867 | 160.6667 | 160.6667 | 0 | 160.6667 | 0 | 8.4557 | 152.211 | 8376.2927 | 153.6271 | 0 | 0.83763
2016-10-21 07:00 | 179784.2 | 50 | -16.6 | 33.4 | 0 | 33.4 | 93.3867 | 160.6667 | 160.6667 | 0 | 160.6667 | 0 | 31.7277 | 128.9389 | 8239.3028 | 152.211 | 0 | 0.82393
2016-10-21 08:00 | 179767.6 | 50 | -50 | 0 | 0 | 0 | 0 | 160.6667 | 0 | 0 | 0 | 160.6667 | 889.0268 | -889.0268 | 8123.2578 | 128.9389 | 0 | 0.81233
2016-10-21 09:00 | 179717.6 | 50 | 150.4 | 200.4 | 0 | 200.4 | 560.32 | 1388.0745 | 964 | 0 | 964 | 424.0745 | 1388.0745 | -424.0745 | 8923.3819 | -889.0268 | 0 | 0.89234
2016-10-21 10:00 | 179868 | 50 | 132 | 200.4 | 0 | 200.4 | 560.32 | 2337.2206 | 964 | 0 | 964 | 1373.2206 | 2337.2206 | -1373.2206 | 9305.049 | -424.0745 | 0 | 0.9305
2016-10-21 11:00 | 180000 | 50 | 0 | 200.4 | 18.4 | 200.4 | 560.32 | 2808.505 | 875.489 | 88.511 | 875.489 | 1933.016 | 2808.505 | -1933.016 | 9900 | -661.0567 | -2034.2773 | 0.99
2016-10-21 12:00 | 180000 | 50 | 0 | 200.4 | 150.4 | 200.4 | 560.32 | 3070.3499 | 240.519 | 723.481 | 240.519 | 2829.8309 | 3070.3499 | -2829.8309 | 9900 | 0 | -1933.016 | 0.99
2016-10-21 13:00 | 180000 | 50 | 0 | 200.4 | 150.4 | 200.4 | 560.32 | 3094.025 | 240.519 | 723.481 | 240.519 | 2853.5061 | 3094.025 | -2853.5061 | 9900 | 0 | -2829.8309 | 0.99
2016-10-21 14:00 | 180000 | 50 | 0 | 200.4 | 150.4 | 200.4 | 560.32 | 2884.9825 | 240.519 | 723.481 | 240.519 | 2644.4636 | 2884.9825 | -2644.4636 | 9900 | 0 | -2853.5061 | 0.99
2016-10-21 15:00 | 180000 | 50 | 0 | 200.4 | 150.4 | 200.4 | 560.32 | 2454.3452 | 240.519 | 723.481 | 240.519 | 2213.8262 | 2454.3452 | -2213.8262 | 9900 | 0 | -2644.4636 | 0.99
2016-10-21 16:00 | 180000 | 50 | 0 | 200.4 | 150.4 | 200.4 | 560.32 | 1829.6504 | 240.519 | 723.481 | 240.519 | 1589.1314 | 1829.6504 | -1589.1314 | 9900 | 0 | -2213.8262 | 0.99
2016-10-21 17:00 | 180000 | 50 | 0 | 200.4 | 150.4 | 200.4 | 560.32 | 1062.5206 | 240.519 | 723.481 | 240.519 | 822.0016 | 1062.5206 | -822.0016 | 9900 | 0 | -1589.1314 | 0.99
2016-10-21 18:00 | 180000 | 50 | -16.6 | 33.4 | 150.4 | 33.4 | 93.3867 | 160.6667 | -562.8144 | 723.481 | -562.8144 | 723.481 | 186.0269 | -748.8412 | 9900 | 0 | -822.0016 | 0.99
2016-10-21 19:00 | 179983.4 | 50 | -16.6 | 33.4 | 0 | 33.4 | 93.3867 | 160.6667 | 160.6667 | 0 | 160.6667 | 0 | 7.746 | 152.9206 | 9900 | 0 | -748.8412 | 0.99
2016-10-21 20:00 | 179966.8 | 50 | -16.6 | 33.4 | 0 | 33.4 | 93.3867 | 160.6667 | 160.6667 | 0 | 160.6667 | 2.8422e-14 | 0.8404 | 159.8263 | 9762.3714 | 152.9206 | 0 | 0.97624
2016-10-21 21:00 | 179950.2 | 50 | -16.6 | 33.4 | 0 | 33.4 | 93.3867 | 160.6667 | 160.6667 | 0 | 160.6667 | 0 | 0.70332 | 159.9633 | 9618.5278 | 159.8263 | 0 | 0.96185
2016-10-21 22:00 | 179933.6 | 50 | -16.6 | 33.4 | 0 | 33.4 | 93.3867 | 160.6667 | 160.6667 | 0 | 160.6667 | 0 | 0.027706 | 160.639 | 9474.5608 | 159.9633 | 0 | 0.94746
2016-10-21 23:00 | 179917 | 50 | -16.6 | 33.4 | 0 | 33.4 | 93.3867 | 160.6667 | 160.6667 | 0 | 160.6667 | 0 | 0 | 160.6667 | 9329.9857 | 160.639 | 0 | 0.933
2016-10-22 | 179900.4 | 50 | -16.6 | 33.4 | 0 | 33.4 | 93.3867 | 160.6667 | 160.6667 | 0 | 160.6667 | 0 | 0 | 160.6667 | 9185.3857 | 160.6667 | 0 | 0.91854
2016-10-22 01:00 | 179883.8 | 50 | -16.6 | 33.4 | 0 | 33.4 | 93.3867 | 160.6667 | 160.6667 | 0 | 160.6667 | 0 | 0.029004 | 160.6377 | 9040.7857 | 160.6667 | 0 | 0.90408
2016-10-22 02:00 | 179867.2 | 50 | -16.6 | 33.4 | 0 | 33.4 | 93.3867 | 160.6667 | 160.6667 | 0 | 160.6667 | 0 | 0.019192 | 160.6475 | 8896.2118 | 160.6377 | 0 | 0.88962
2016-10-22 03:00 | 179850.6 | 50 | -16.6 | 33.4 | 0 | 33.4 | 93.3867 | 160.6667 | 160.6667 | 0 | 160.6667 | 0 | 0.77576 | 159.8909 | 8751.6291 | 160.6475 | 0 | 0.87516
2016-10-22 04:00 | 179834 | 50 | -16.6 | 33.4 | 0 | 33.4 | 93.3867 | 160.6667 | 160.6667 | 0 | 160.6667 | 0 | 6.1391 | 154.5276 | 8607.7273 | 159.8909 | 0 | 0.86077
2016-10-22 05:00 | 179817.4 | 50 | -16.6 | 33.4 | 0 | 33.4 | 93.3867 | 160.6667 | 160.6667 | 0 | 160.6667 | 0 | 0.21255 | 160.4541 | 8468.6525 | 154.5276 | 0 | 0.84687
2016-10-22 06:00 | 179800.8 | 50 | -16.6 | 33.4 | 0 | 33.4 | 93.3867 | 160.6667 | 160.6667 | 0 | 160.6667 | 0 | 0 | 160.6667 | 8324.2438 | 160.4541 | 0 | 0.83242
2016-10-22 07:00 | 179784.2 | 50 | -16.6 | 33.4 | 0 | 33.4 | 93.3867 | 160.6667 | 160.6667 | 0 | 160.6667 | 0 | 0 | 160.6667 | 8179.6438 | 160.6667 | 0 | 0.81796
2016-10-22 08:00 | 179767.6 | 50 | -50 | 0 | 0 | 0 | 0 | 160.6667 | 0 | 0 | 0 | 160.6667 | 876.2049 | -876.2049 | 8035.0438 | 160.6667 | 0 | 0.8035
2016-10-22 09:00 | 179717.6 | 50 | 150.4 | 200.4 | 0 | 200.4 | 560.32 | 1668.6923 | 964 | 0 | 964 | 704.6923 | 1668.6923 | -704.6923 | 8823.6282 | -876.2049 | 0 | 0.88236
2016-10-22 10:00 | 179868 | 50 | 132 | 200.4 | 0 | 200.4 | 560.32 | 2333.0232 | 964 | 0 | 964 | 1369.0232 | 2333.0232 | -1369.0232 | 9457.8513 | -704.6923 | 0 | 0.94579
2016-10-22 11:00 | 180000 | 50 | 0 | 200.4 | 18.4 | 200.4 | 560.32 | 2840.7756 | 875.489 | 88.511 | 875.489 | 1965.2866 | 2840.7756 | -1965.2866 | 9900 | -491.2764 | -1860.2996 | 0.99
2016-10-22 12:00 | 180000 | 50 | 0 | 200.4 | 150.4 | 200.4 | 560.32 | 3277.8214 | 240.519 | 723.481 | 240.519 | 3037.3024 | 3277.8214 | -3037.3024 | 9900 | 0 | -1965.2866 | 0.99
2016-10-22 13:00 | 180000 | 50 | 0 | 200.4 | 150.4 | 200.4 | 560.32 | 3456.5258 | 240.519 | 723.481 | 240.519 | 3216.0068 | 3456.5258 | -3216.0068 | 9900 | 0 | -3037.3024 | 0.99
2016-10-22 14:00 | 180000 | 50 | 0 | 200.4 | 150.4 | 200.4 | 560.32 | 2935.3907 | 240.519 | 723.481 | 240.519 | 2694.8718 | 2935.3907 | -2694.8718 | 9900 | 0 | -3216.0068 | 0.99
2016-10-22 15:00 | 180000 | 50 | 0 | 200.4 | 150.4 | 200.4 | 560.32 | 2447.4948 | 240.519 | 723.481 | 240.519 | 2206.9758 | 2447.4948 | -2206.9758 | 9900 | 0 | -2694.8718 | 0.99
2016-10-22 16:00 | 180000 | 50 | 0 | 200.4 | 150.4 | 200.4 | 560.32 | 1800.7094 | 240.519 | 723.481 | 240.519 | 1560.1904 | 1800.7094 | -1560.1904 | 9900 | 0 | -2206.9758 | 0.99
2016-10-22 17:00 | 180000 | 50 | 0 | 200.4 | 150.4 | 200.4 | 560.32 | 1584.9023 | 240.519 | 723.481 | 240.519 | 1344.3833 | 1584.9023 | -1344.3833 | 9900 | 0 | -1560.1904 | 0.99
2016-10-22 18:00 | 180000 | 50 | -50 | 0 | 150.4 | 0 | 0 | 160.6667 | -723.481 | 723.481 | -723.481 | 884.1477 | 776.2439 | -1499.7249 | 9900 | 0 | -1344.3833 | 0.99
2016-10-22 19:00 | 179950 | 50 | -50 | 0 | 0 | 0 | 0 | 160.6667 | 0 | 0 | 0 | 160.6667 | 554.9366 | -554.9366 | 9900 | 0 | -1499.7249 | 0.99
2016-10-22 20:00 | 179900 | 50 | -50 | 0 | 0 | 0 | 0 | 160.6667 | 0 | 0 | 0 | 160.6667 | 682.9894 | -682.9894 | 9900 | 0 | -554.9366 | 0.99
2016-10-22 21:00 | 179850 | 50 | -16.6 | 33.4 | 0 | 33.4 | 93.3867 | 160.6667 | 160.6667 | 0 | 160.6667 | 0 | 208.5277 | -47.861 | 9900 | 0 | -682.9894 | 0.99
2016-10-22 22:00 | 179833.4 | 50 | -16.6 | 33.4 | 0 | 33.4 | 93.3867 | 160.6667 | 160.6667 | 0 | 160.6667 | 0 | 230.932 | -70.2654 | 9900 | 0 | -47.861 | 0.99
2016-10-22 23:00 | 179816.8 | 50 | -16.6 | 33.4 | 0 | 33.4 | 93.3867 | 160.6667 | 160.6667 | 0 | 160.6667 | 0 | 154.9091 | 5.7576 | 9900 | 0 | -70.2654 | 0.99
2016-10-23 | 179800.2 | 50 | -16.6 | 33.4 | 0 | 33.4 | 93.3867 | 160.6667 | 160.6667 | 0 | 160.6667 | 0 | 267.5878 | -106.9211 | 9894.8182 | 5.7576 | 0 | 0.98948
2016-10-23 01:00 | 179783.6 | 50 | -16.6 | 33.4 | 0 | 33.4 | 93.3867 | 160.6667 | 160.6667 | 0 | 160.6667 | 0 | 364.0381 | -203.3714 | 9900 | -5.7576 | -112.6787 | 0.99
2016-10-23 02:00 | 179767 | 50 | -50 | 0 | 0 | 0 | 0 | 160.6667 | 0 | 0 | 0 | 160.6667 | 428.1072 | -428.1072 | 9900 | 0 | -203.3714 | 0.99
2016-10-23 03:00 | 179717 | 50 | -50 | 0 | 0 | 0 | 0 | 160.6667 | 0 | 0 | 0 | 160.6667 | 699.2936 | -699.2936 | 9900 | 0 | -428.1072 | 0.99
2016-10-23 04:00 | 179667 | 50 | -50 | 0 | 0 | 0 | 0 | 160.6667 | 0 | 0 | 0 | 160.6667 | 716.2027 | -716.2027 | 9900 | 0 | -699.2936 | 0.99
2016-10-23 05:00 | 179617 | 50 | -50 | 0 | 0 | 0 | 0 | 160.6667 | 0 | 0 | 0 | 160.6667 | 852.6797 | -852.6797 | 9900 | 0 | -716.2027 | 0.99
2016-10-23 06:00 | 179567 | 50 | -50 | 0 | 0 | 0 | 0 | 160.6667 | 0 | 0 | 0 | 160.6667 | 656.5368 | -656.5368 | 9900 | 0 | -852.6797 | 0.99
2016-10-23 07:00 | 179517 | 50 | -16.6 | 33.4 | 0 | 33.4 | 93.3867 | 160.6667 | 160.6667 | 0 | 160.6667 | 0 | 252.0156 | -91.3489 | 9900 | 0 | -656.5368 | 0.99
2016-10-23 08:00 | 179500.4 | 50 | 150.4 | 200.4 | 0 | 200.4 | 560.32 | 1217.6916 | 964 | 0 | 964 | 253.6916 | 1217.6916 | -253.6916 | 9900 | 0 | -91.3489 | 0.99
2016-10-23 09:00 | 179650.8 | 50 | 150.4 | 200.4 | 0 | 200.4 | 560.32 | 2520.0141 | 964 | 0 | 964 | 1556.0141 | 2520.0141 | -1556.0141 | 9900 | 0 | -253.6916 | 0.99
2016-10-23 10:00 | 179801.2 | 50 | 150.4 | 200.4 | 0 | 200.4 | 560.32 | 3205.243 | 964 | 0 | 964 | 2241.243 | 3205.243 | -2241.243 | 9900 | 0 | -1556.0141 | 0.99
2016-10-23 11:00 | 179951.6 | 50 | 48.4 | 200.4 | 0 | 200.4 | 560.32 | 3643.4753 | 964 | 0 | 964 | 2679.4753 | 3643.4753 | -2679.4753 | 9900 | 0 | -2241.243 | 0.99
2016-10-23 12:00 | 180000 | 50 | 0 | 200.4 | 102 | 200.4 | 560.32 | 3864.8239 | 473.3413 | 490.6587 | 473.3413 | 3391.4826 | 3864.8239 | -3391.4826 | 9900 | 0 | -2679.4753 | 0.99
2016-10-23 13:00 | 180000 | 50 | 0 | 200.4 | 150.4 | 200.4 | 560.32 | 3911.2791 | 240.519 | 723.481 | 240.519 | 3670.7602 | 3911.2791 | -3670.7602 | 9900 | 0 | -3391.4826 | 0.99
2016-10-23 14:00 | 180000 | 50 | 0 | 200.4 | 150.4 | 200.4 | 560.32 | 3724.0536 | 240.519 | 723.481 | 240.519 | 3483.5347 | 3724.0536 | -3483.5347 | 9900 | 0 | -3670.7602 | 0.99
2016-10-23 15:00 | 180000 | 50 | 0 | 200.4 | 150.4 | 200.4 | 560.32 | 3327.7951 | 240.519 | 723.481 | 240.519 | 3087.2762 | 3327.7951 | -3087.2762 | 9900 | 0 | -3483.5347 | 0.99
2016-10-23 16:00 | 180000 | 50 | 0 | 200.4 | 150.4 | 200.4 | 560.32 | 2709.155 | 240.519 | 723.481 | 240.519 | 2468.6361 | 2709.155 | -2468.6361 | 9900 | 0 | -3087.2762 | 0.99
2016-10-23 17:00 | 180000 | 50 | 0 | 200.4 | 150.4 | 200.4 | 560.32 | 1339.7671 | 240.519 | 723.481 | 240.519 | 1099.2482 | 1339.7671 | -1099.2482 | 9900 | 0 | -2468.6361 | 0.99
2016-10-23 18:00 | 180000 | 50 | -50 | 0 | 150.4 | 0 | 0 | 160.6667 | -723.481 | 723.481 | -723.481 | 884.1477 | 759.6277 | -1483.1087 | 9900 | 0 | -1099.2482 | 0.99
2016-10-23 19:00 | 179950 | 50 | -16.6 | 33.4 | 0 | 33.4 | 93.3867 | 160.6667 | 160.6667 | 0 | 160.6667 | 0 | 416.1665 | -255.4998 | 9900 | 0 | -1483.1087 | 0.99
2016-10-23 20:00 | 179933.4 | 50 | -50 | 0 | 0 | 0 | 0 | 160.6667 | 0 | 0 | 0 | 160.6667 | 533.5151 | -533.5151 | 9900 | 0 | -255.4998 | 0.99
2016-10-23 21:00 | 179883.4 | 50 | -50 | 0 | 0 | 0 | 0 | 160.6667 | 0 | 0 | 0 | 160.6667 | 713.6753 | -713.6753 | 9900 | 0 | -533.5151 | 0.99
2016-10-23 22:00 | 179833.4 | 50 | -50 | 0 | 0 | 0 | 0 | 160.6667 | 0 | 0 | 0 | 160.6667 | 691.9798 | -691.9798 | 9900 | 0 | -713.6753 | 0.99
2016-10-23 23:00 | 179783.4 | 50 | -50 | 0 | 0 | 0 | 0 | 160.6667 | 0 | 0 | 0 | 160.6667 | 812.3341 | -812.3341 | 9900 | 0 | -691.9798 | 0.99
2016-10-24 | 179733.4 | 50 | -50 | 0 | 0 | 0 | 0 | 160.6667 | 0 | 0 | 0 | 160.6667 | 842.6277 | -842.6277 | 9900 | 0 | -812.3341 | 0.99
2016-10-24 01:00 | 179683.4 | 50 | -50 | 0 | 0 | 0 | 0 | 160.6667 | 0 | 0 | 0 | 160.6667 | 775.3845 | -775.3845 | 9900 | 0 | -842.6277 | 0.99
2016-10-24 02:00 | 179633.4 | 50 | -50 | 0 | 0 | 0 | 0 | 160.6667 | 0 | 0 | 0 | 160.6667 | 643.773 | -643.773 | 9900 | 0 | -775.3845 | 0.99
2016-10-24 03:00 | 179583.4 | 50 | -50 | 0 | 0 | 0 | 0 | 160.6667 | 0 | 0 | 0 | 160.6667 | 676.7139 | -676.7139 | 9900 | 0 | -643.773 | 0.99
2016-10-24 04:00 | 179533.4 | 50 | -50 | 0 | 0 | 0 | 0 | 160.6667 | 0 | 0 | 0 | 160.6667 | 486.1159 | -486.1159 | 9900 | 0 | -676.7139 | 0.99
2016-10-24 05:00 | 179483.4 | 50 | -50 | 0 | 0 | 0 | 0 | 160.6667 | 0 | 0 | 0 | 160.6667 | 848.1861 | -848.1861 | 9900 | 0 | -486.1159 | 0.99
2016-10-24 06:00 | 179433.4 | 50 | -50 | 0 | 0 | 0 | 0 | 160.6667 | 0 | 0 | 0 | 160.6667 | 792.8752 | -792.8752 | 9900 | 0 | -848.1861 | 0.99
2016-10-24 07:00 | 179383.4 | 50 | -50 | 0 | 0 | 0 | 0 | 160.6667 | 0 | 0 | 0 | 160.6667 | 899.4589 | -899.4589 | 9900 | 0 | -792.8752 | 0.99
2016-10-24 08:00 | 179333.4 | 50 | 150.4 | 200.4 | 0 | 200.4 | 560.32 | 1771.678 | 964 | 0 | 964 | 807.678 | 1771.678 | -807.678 | 9900 | 0 | -899.4589 | 0.99
2016-10-24 09:00 | 179483.8 | 50 | 150.4 | 200.4 | 0 | 200.4 | 560.32 | 2594.06 | 964 | 0 | 964 | 1630.06 | 2594.06 | -1630.06 | 9900 | 0 | -807.678 | 0.99
2016-10-24 10:00 | 179634.2 | 50 | 150.4 | 200.4 | 0 | 200.4 | 560.32 | 3246.2876 | 964 | 0 | 964 | 2282.2876 | 3246.2876 | -2282.2876 | 9900 | 0 | -1630.06 | 0.99
2016-10-24 11:00 | 179784.6 | 50 | 150.4 | 200.4 | 0 | 200.4 | 560.32 | 3682.3594 | 964 | 0 | 964 | 2718.3594 | 3682.3594 | -2718.3594 | 9900 | 0 | -2282.2876 | 0.99
2016-10-24 12:00 | 179935 | 50 | 65 | 200.4 | 0 | 200.4 | 560.32 | 3933.6582 | 964 | 0 | 964 | 2969.6582 | 3933.6582 | -2969.6582 | 9900 | 0 | -2718.3594 | 0.99
2016-10-24 13:00 | 180000 | 50 | 0 | 200.4 | 85.4 | 200.4 | 560.32 | 3894.4174 | 553.1936 | 410.8064 | 553.1936 | 3341.2238 | 3894.4174 | -3341.2238 | 9900 | 0 | -2969.6582 | 0.99
2016-10-24 14:00 | 180000 | 50 | 0 | 200.4 | 150.4 | 200.4 | 560.32 | 3678.0213 | 240.519 | 723.481 | 240.519 | 3437.5023 | 3678.0213 | -3437.5023 | 9900 | 0 | -3341.2238 | 0.99
2016-10-24 15:00 | 180000 | 50 | 0 | 200.4 | 150.4 | 200.4 | 560.32 | 3324.6316 | 240.519 | 723.481 | 240.519 | 3084.1127 | 3324.6316 | -3084.1127 | 9900 | 0 | -3437.5023 | 0.99
2016-10-24 16:00 | 180000 | 50 | 0 | 200.4 | 150.4 | 200.4 | 560.32 | 2725.1868 | 240.519 | 723.481 | 240.519 | 2484.6678 | 2725.1868 | -2484.6678 | 9900 | 0 | -3084.1127 | 0.99
2016-10-24 17:00 | 180000 | 50 | 0 | 200.4 | 150.4 | 200.4 | 560.32 | 1903.8411 | 240.519 | 723.481 | 240.519 | 1663.3221 | 1903.8411 | -1663.3221 | 9900 | 0 | -2484.6678 | 0.99
2016-10-24 18:00 | 180000 | 50 | 0 | 200.4 | 150.4 | 200.4 | 560.32 | 1044.2822 | 240.519 | 723.481 | 240.519 | 803.7632 | 1044.2822 | -803.7632 | 9900 | 0 | -1663.3221 | 0.99
2016-10-24 19:00 | 180000 | 50 | -50 | 0 | 150.4 | 0 | 0 | 160.6667 | -723.481 | 723.481 | -723.481 | 884.1477 | 653.121 | -1376.602 | 9900 | 0 | -803.7632 | 0.99
2016-10-24 20:00 | 179950 | 50 | -50 | 0 | 0 | 0 | 0 | 160.6667 | 0 | 0 | 0 | 160.6667 | 851.5108 | -851.5108 | 9900 | 0 | -1376.602 | 0.99
2016-10-24 21:00 | 179900 | 50 | -50 | 0 | 0 | 0 | 0 | 160.6667 | 0 | 0 | 0 | 160.6667 | 913.6688 | -913.6688 | 9900 | 0 | -851.5108 | 0.99
2016-10-24 22:00 | 179850 | 50 | -50 | 0 | 0 | 0 | 0 | 160.6667 | 0 | 0 | 0 | 160.6667 | 929.8701 | -929.8701 | 9900 | 0 | -913.6688 | 0.99
2016-10-24 23:00 | 179800 | 50 | -50 | 0 | 0 | 0 | 0 | 160.6667 | 0 | 0 | 0 | 160.6667 | 944.4156 | -944.4156 | 9900 | 0 | -929.8701 | 0.99
2016-10-25 | 179750 | 50 | -50 | 0 | 0 | 0 | 0 | 160.6667 | 0 | 0 | 0 | 160.6667 | 907.7706 | -907.7706 | 9900 | 0 | -944.4156 | 0.99
2016-10-25 01:00 | 179700 | 50 | -50 | 0 | 0 | 0 | 0 | 160.6667 | 0 | 0 | 0 | 160.6667 | 834.342 | -834.342 | 9900 | 0 | -907.7706 | 0.99
2016-10-25 02:00 | 179650 | 50 | -50 | 0 | 0 | 0 | 0 | 160.6667 | 0 | 0 | 0 | 160.6667 | 808.0674 | -808.0674 | 9900 | 0 | -834.342 | 0.99
2016-10-25 03:00 | 179600 | 50 | -50 | 0 | 0 | 0 | 0 | 160.6667 | 0 | 0 | 0 | 160.6667 | 712.1544 | -712.1544 | 9900 | 0 | -808.0674 | 0.99
2016-10-25 04:00 | 179550 | 50 | -50 | 0 | 0 | 0 | 0 | 160.6667 | 0 | 0 | 0 | 160.6667 | 567.6465 | -567.6465 | 9900 | 0 | -712.1544 | 0.99
2016-10-25 05:00 | 179500 | 50 | -50 | 0 | 0 | 0 | 0 | 160.6667 | 0 | 0 | 0 | 160.6667 | 639.5107 | -639.5107 | 9900 | 0 | -567.6465 | 0.99
2016-10-25 06:00 | 179450 | 50 | -50 | 0 | 0 | 0 | 0 | 160.6667 | 0 | 0 | 0 | 160.6667 | 576.1992 | -576.1992 | 9900 | 0 | -639.5107 | 0.99
2016-10-25 07:00 | 179400 | 50 | -50 | 0 | 0 | 0 | 0 | 160.6667 | 0 | 0 | 0 | 160.6667 | 638.7694 | -638.7694 | 9900 | 0 | -576.1992 | 0.99
2016-10-25 08:00 | 179350 | 50 | 150.4 | 200.4 | 0 | 200.4 | 560.32 | 1753.7945 | 964 | 0 | 964 | 789.7945 | 1753.7945 | -789.7945 | 9900 | 0 | -638.7694 | 0.99
2016-10-25 09:00 | 179500.4 | 50 | 150.4 | 200.4 | 0 | 200.4 | 560.32 | 2557.5765 | 964 | 0 | 964 | 1593.5765 | 2557.5765 | -1593.5765 | 9900 | 0 | -789.7945 | 0.99
2016-10-25 10:00 | 179650.8 | 50 | 150.4 | 200.4 | 0 | 200.4 | 560.32 | 3141.6624 | 964 | 0 | 964 | 2177.6624 | 3141.6624 | -2177.6624 | 9900 | 0 | -1593.5765 | 0.99
2016-10-25 11:00 | 179801.2 | 50 | 150.4 | 200.4 | 0 | 200.4 | 560.32 | 3631.7231 | 964 | 0 | 964 | 2667.7231 | 3631.7231 | -2667.7231 | 9900 | 0 | -2177.6624 | 0.99
2016-10-25 12:00 | 179951.6 | 50 | 48.4 | 200.4 | 0 | 200.4 | 560.32 | 3858.245 | 964 | 0 | 964 | 2894.245 | 3858.245 | -2894.245 | 9900 | 0 | -2667.7231 | 0.99
2016-10-25 13:00 | 180000 | 50 | 0 | 200.4 | 102 | 200.4 | 560.32 | 3888.8788 | 473.3413 | 490.6587 | 473.3413 | 3415.5375 | 3888.8788 | -3415.5375 | 9900 | 0 | -2894.245 | 0.99
2016-10-25 14:00 | 180000 | 50 | 0 | 200.4 | 150.4 | 200.4 | 560.32 | 3628.2895 | 240.519 | 723.481 | 240.519 | 3387.7706 | 3628.2895 | -3387.7706 | 9900 | 0 | -3415.5375 | 0.99
2016-10-25 15:00 | 180000 | 50 | 0 | 200.4 | 150.4 | 200.4 | 560.32 | 3252.8724 | 240.519 | 723.481 | 240.519 | 3012.3534 | 3252.8724 | -3012.3534 | 9900 | 0 | -3387.7706 | 0.99
2016-10-25 16:00 | 180000 | 50 | 0 | 200.4 | 150.4 | 200.4 | 560.32 | 2644.4763 | 240.519 | 723.481 | 240.519 | 2403.9574 | 2644.4763 | -2403.9574 | 9900 | 0 | -3012.3534 | 0.99
2016-10-25 17:00 | 180000 | 50 | 0 | 200.4 | 150.4 | 200.4 | 560.32 | 1765.4927 | 240.519 | 723.481 | 240.519 | 1524.9737 | 1765.4927 | -1524.9737 | 9900 | 0 | -2403.9574 | 0.99
2016-10-25 18:00 | 180000 | 50 | -50 | 0 | 150.4 | 0 | 0 | 160.6667 | -723.481 | 723.481 | -723.481 | 884.1477 | 851.0449 | -1574.5259 | 9900 | 0 | -1524.9737 | 0.99
2016-10-25 19:00 | 179950 | 50 | -50 | 0 | 0 | 0 | 0 | 160.6667 | 0 | 0 | 0 | 160.6667 | 752.7497 | -752.7497 | 9900 | 0 | -1574.5259 | 0.99
2016-10-25 20:00 | 179900 | 50 | -50 | 0 | 0 | 0 | 0 | 160.6667 | 0 | 0 | 0 | 160.6667 | 823.329 | -823.329 | 9900 | 0 | -752.7497 | 0.99
2016-10-25 21:00 | 179850 | 50 | -50 | 0 | 0 | 0 | 0 | 160.6667 | 0 | 0 | 0 | 160.6667 | 814.6155 | -814.6155 | 9900 | 0 | -823.329 | 0.99
2016-10-25 22:00 | 179800 | 50 | -50 | 0 | 0 | 0 | 0 | 160.6667 | 0 | 0 | 0 | 160.6667 | 856.9264 | -856.9264 | 9900 | 0 | -814.6155 | 0.99
2016-10-25 23:00 | 179750 | 50 | -50 | 0 | 0 | 0 | 0 | 160.6667 | 0 | 0 | 0 | 160.6667 | 758.4531 | -758.4531 | 9900 | 0 | -856.9264 | 0.99
2016-10-26 | 179700 | 50 | -50 | 0 | 0 | 0 | 0 | 160.6667 | 0 | 0 | 0 | 160.6667 | 589.3329 | -589.3329 | 9900 | 0 | -758.4531 | 0.99
2016-10-26 01:00 | 179650 | 50 | -16.6 | 33.4 | 0 | 33.4 | 93.3867 | 160.6667 | 160.6667 | 0 | 160.6667 | 2.8422e-14 | 508.0393 | -347.3726 | 9900 | 0 | -589.3329 | 0.99
2016-10-26 02:00 | 179633.4 | 50 | -50 | 0 | 0 | 0 | 0 | 160.6667 | 0 | 0 | 0 | 160.6667 | 655.1864 | -655.1864 | 9900 | 0 | -347.3726 | 0.99
2016-10-26 03:00 | 179583.4 | 50 | -50 | 0 | 0 | 0 | 0 | 160.6667 | 0 | 0 | 0 | 160.6667 | 749.3947 | -749.3947 | 9900 | 0 | -655.1864 | 0.99
2016-10-26 04:00 | 179533.4 | 50 | -50 | 0 | 0 | 0 | 0 | 160.6667 | 0 | 0 | 0 | 160.6667 | 683.5189 | -683.5189 | 9900 | 0 | -749.3947 | 0.99
2016-10-26 05:00 | 179483.4 | 50 | -50 | 0 | 0 | 0 | 0 | 160.6667 | 0 | 0 | 0 | 160.6667 | 681.9302 | -681.9302 | 9900 | 0 | -683.5189 | 0.99
2016-10-26 06:00 | 179433.4 | 50 | -50 | 0 | 0 | 0 | 0 | 160.6667 | 0 | 0 | 0 | 160.6667 | 550.7264 | -550.7264 | 9900 | 0 | -681.9302 | 0.99
2016-10-26 07:00 | 179383.4 | 50 | -16.6 | 33.4 | 0 | 33.4 | 93.3867 | 160.6667 | 160.6667 | 0 | 160.6667 | 2.8422e-14 | 438.8302 | -278.1635 | 9900 | 0 | -550.7264 | 0.99
2016-10-26 08:00 | 179366.8 | 50 | 150.4 | 200.4 | 0 | 200.4 | 560.32 | 1291.9717 | 964 | 0 | 964 | 327.9717 | 1291.9717 | -327.9717 | 9900 | 0 | -278.1635 | 0.99
2016-10-26 09:00 | 179517.2 | 50 | 150.4 | 200.4 | 0 | 200.4 | 560.32 | 2139.5137 | 964 | 0 | 964 | 1175.5137 | 2139.5137 | -1175.5137 | 9900 | 0 | -327.9717 | 0.99
2016-10-26 10:00 | 179667.6 | 50 | 150.4 | 200.4 | 0 | 200.4 | 560.32 | 2645.6656 | 964 | 0 | 964 | 1681.6656 | 2645.6656 | -1681.6656 | 9900 | 0 | -1175.5137 | 0.99
2016-10-26 11:00 | 179818 | 50 | 150.4 | 200.4 | 0 | 200.4 | 560.32 | 2970.4926 | 964 | 0 | 964 | 2006.4926 | 2970.4926 | -2006.4926 | 9900 | 0 | -1681.6656 | 0.99
2016-10-26 12:00 | 179968.4 | 50 | 31.6 | 200.4 | 0 | 200.4 | 560.32 | 3147.5705 | 964 | 0 | 964 | 2183.5705 | 3147.5705 | -2183.5705 | 9900 | 0 | -2006.4926 | 0.99
2016-10-26 13:00 | 180000 | 50 | 0 | 200.4 | 118.8 | 200.4 | 560.32 | 3324.4152 | 392.5269 | 571.4731 | 392.5269 | 2931.8883 | 3324.4152 | -2931.8883 | 9900 | 0 | -2183.5705 | 0.99
2016-10-26 14:00 | 180000 | 50 | 0 | 200.4 | 150.4 | 200.4 | 560.32 | 3133.6866 | 240.519 | 723.481 | 240.519 | 2893.1677 | 3133.6866 | -2893.1677 | 9900 | 0 | -2931.8883 | 0.99
2016-10-26 15:00 | 180000 | 50 | 0 | 200.4 | 150.4 | 200.4 | 560.32 | 2671.0437 | 240.519 | 723.481 | 240.519 | 2430.5247 | 2671.0437 | -2430.5247 | 9900 | 0 | -2893.1677 | 0.99
2016-10-26 16:00 | 180000 | 50 | 0 | 200.4 | 150.4 | 200.4 | 560.32 | 1689.9184 | 240.519 | 723.481 | 240.519 | 1449.3994 | 1689.9184 | -1449.3994 | 9900 | 0 | -2430.5247 | 0.99
2016-10-26 17:00 | 180000 | 50 | -50 | 0 | 150.4 | 0 | 0 | 160.6667 | -723.481 | 723.481 | -723.481 | 884.1477 | 871.6289 | -1595.1099 | 9900 | 0 | -1449.3994 | 0.99
2016-10-26 18:00 | 179950 | 50 | -50 | 0 | 0 | 0 | 0 | 160.6667 | 0 | 0 | 0 | 160.6667 | 576.4121 | -576.4121 | 9900 | 0 | -1595.1099 | 0.99
2016-10-26 19:00 | 179900 | 50 | -50 | 0 | 0 | 0 | 0 | 160.6667 | 0 | 0 | 0 | 160.6667 | 477.1364 | -477.1364 | 9900 | 0 | -576.4121 | 0.99
2016-10-26 20:00 | 179850 | 50 | -50 | 0 | 0 | 0 | 0 | 160.6667 | 0 | 0 | 0 | 160.6667 | 467.3687 | -467.3687 | 9900 | 0 | -477.1364 | 0.99
2016-10-26 21:00 | 179800 | 50 | -50 | 0 | 0 | 0 | 0 | 160.6667 | 0 | 0 | 0 | 160.6667 | 454.4726 | -454.4726 | 9900 | 0 | -467.3687 | 0.99
2016-10-26 22:00 | 179750 | 50 | -50 | 0 | 0 | 0 | 0 | 160.6667 | 0 | 0 | 0 | 160.6667 | 593.4371 | -593.4371 | 9900 | 0 | -454.4726 | 0.99
2016-10-26 23:00 | 179700 | 50 | -16.6 | 33.4 | 0 | 33.4 | 93.3867 | 160.6667 | 160.6667 | 0 | 160.6667 | 0 | 345.1916 | -184.5249 | 9900 | 0 | -593.4371 | 0.99
2016-10-27 | 179683.4 | 50 | -16.6 | 33.4 | 0 | 33.4 | 93.3867 | 160.6667 | 160.6667 | 0 | 160.6667 | 0 | 368.8169 | -208.1502 | 9900 | 0 | -184.5249 | 0.99
2016-10-27 01:00 | 179666.8 | 50 | -16.6 | 33.4 | 0 | 33.4 | 93.3867 | 160.6667 | 160.6667 | 0 | 160.6667 | 0 | 306.6158 | -145.9492 | 9900 | 0 | -208.1502 | 0.99
2016-10-27 02:00 | 179650.2 | 50 | -16.6 | 33.4 | 0 | 33.4 | 93.3867 | 160.6667 | 160.6667 | 0 | 160.6667 | 0 | 365.7846 | -205.1179 | 9900 | 0 | -145.9492 | 0.99
2016-10-27 03:00 | 179633.6 | 50 | -16.6 | 33.4 | 0 | 33.4 | 93.3867 | 160.6667 | 160.6667 | 0 | 160.6667 | 0 | 242.2646 | -81.5979 | 9900 | 0 | -205.1179 | 0.99
2016-10-27 04:00 | 179617 | 50 | -16.6 | 33.4 | 0 | 33.4 | 93.3867 | 160.6667 | 160.6667 | 0 | 160.6667 | 0 | 343.3108 | -182.6442 | 9900 | 0 | -81.5979 | 0.99
2016-10-27 05:00 | 179600.4 | 50 | -16.6 | 33.4 | 0 | 33.4 | 93.3867 | 160.6667 | 160.6667 | 0 | 160.6667 | 0 | 122.0779 | 38.5887 | 9900 | 0 | -182.6442 | 0.99
2016-10-27 06:00 | 179583.8 | 50 | -16.6 | 33.4 | 0 | 33.4 | 93.3867 | 160.6667 | 160.6667 | 0 | 160.6667 | 0 | 54.671 | 105.9957 | 9865.2701 | 38.5887 | 0 | 0.98653
2016-10-27 07:00 | 179567.2 | 50 | -16.6 | 33.4 | 0 | 33.4 | 93.3867 | 160.6667 | 160.6667 | 0 | 160.6667 | 0 | 51.3874 | 109.2793 | 9769.874 | 105.9957 | 0 | 0.97699
2016-10-27 08:00 | 179550.6 | 50 | -50 | 0 | 0 | 0 | 0 | 160.6667 | 0 | 0 | 0 | 160.6667 | 845.6432 | -845.6432 | 9671.5227 | 109.2793 | 0 | 0.96715
2016-10-27 09:00 | 179500.6 | 50 | 150.4 | 200.4 | 0 | 200.4 | 560.32 | 1654.7183 | 964 | 0 | 964 | 690.7183 | 1654.7183 | -690.7183 | 9900 | -253.8637 | -1099.5069 | 0.99
2016-10-27 10:00 | 179651 | 50 | 150.4 | 200.4 | 0 | 200.4 | 560.32 | 2349.2473 | 964 | 0 | 964 | 1385.2473 | 2349.2473 | -1385.2473 | 9900 | 0 | -690.7183 | 0.99
2016-10-27 11:00 | 179801.4 | 50 | 150.4 | 200.4 | 0 | 200.4 | 560.32 | 2737.9563 | 964 | 0 | 964 | 1773.9563 | 2737.9563 | -1773.9563 | 9900 | 0 | -1385.2473 | 0.99
2016-10-27 12:00 | 179951.8 | 50 | 48.2 | 200.4 | 0 | 200.4 | 560.32 | 2983.9552 | 964 | 0 | 964 | 2019.9552 | 2983.9552 | -2019.9552 | 9900 | 0 | -1773.9563 | 0.99
2016-10-27 13:00 | 180000 | 50 | 0 | 200.4 | 102.2 | 200.4 | 560.32 | 3002.27 | 472.3792 | 491.6208 | 472.3792 | 2529.8907 | 3002.27 | -2529.8907 | 9900 | 0 | -2019.9552 | 0.99
2016-10-27 14:00 | 180000 | 50 | 0 | 200.4 | 150.4 | 200.4 | 560.32 | 2778.7813 | 240.519 | 723.481 | 240.519 | 2538.2623 | 2778.7813 | -2538.2623 | 9900 | 0 | -2529.8907 | 0.99
2016-10-27 15:00 | 180000 | 50 | 0 | 200.4 | 150.4 | 200.4 | 560.32 | 2343.9651 | 240.519 | 723.481 | 240.519 | 2103.4461 | 2343.9651 | -2103.4461 | 9900 | 0 | -2538.2623 | 0.99
2016-10-27 16:00 | 180000 | 50 | 0 | 200.4 | 150.4 | 200.4 | 560.32 | 1724.585 | 240.519 | 723.481 | 240.519 | 1484.066 | 1724.585 | -1484.066 | 9900 | 0 | -2103.4461 | 0.99
2016-10-27 17:00 | 180000 | 50 | 0 | 200.4 | 150.4 | 200.4 | 560.32 | 972.3275 | 240.519 | 723.481 | 240.519 | 731.8086 | 972.3275 | -731.8086 | 9900 | 0 | -1484.066 | 0.99
2016-10-27 18:00 | 180000 | 50 | -16.6 | 33.4 | 150.4 | 33.4 | 93.3867 | 160.6667 | -562.8144 | 723.481 | -562.8144 | 723.481 | 112.9901 | -675.8044 | 9900 | 0 | -731.8086 | 0.99
2016-10-27 19:00 | 179983.4 | 50 | -16.6 | 33.4 | 0 | 33.4 | 93.3867 | 160.6667 | 160.6667 | 0 | 160.6667 | 0 | 13.5141 | 147.1525 | 9900 | 0 | -675.8044 | 0.99
2016-10-27 20:00 | 179966.8 | 50 | -16.6 | 33.4 | 0 | 33.4 | 93.3867 | 160.6667 | 160.6667 | 0 | 160.6667 | 0 | 15.2579 | 145.4088 | 9767.5627 | 147.1525 | 0 | 0.97676
2016-10-27 21:00 | 179950.2 | 50 | -16.6 | 33.4 | 0 | 33.4 | 93.3867 | 160.6667 | 160.6667 | 0 | 160.6667 | 0 | 22.4548 | 138.2118 | 9636.6948 | 145.4088 | 0 | 0.96367
2016-10-27 22:00 | 179933.6 | 50 | -16.6 | 33.4 | 0 | 33.4 | 93.3867 | 160.6667 | 160.6667 | 0 | 160.6667 | 0 | 43.3704 | 117.2963 | 9512.3041 | 138.2118 | 0 | 0.95123
2016-10-27 23:00 | 179917 | 50 | -16.6 | 33.4 | 0 | 33.4 | 93.3867 | 160.6667 | 160.6667 | 0 | 160.6667 | 0 | 4.471 | 156.1957 | 9406.7375 | 117.2963 | 0 | 0.94067
2016-10-28 | 179900.4 | 50 | -16.6 | 33.4 | 0 | 33.4 | 93.3867 | 160.6667 | 160.6667 | 0 | 160.6667 | 0 | 6.5997 | 154.067 | 9266.1614 | 156.1957 | 0 | 0.92662
2016-10-28 01:00 | 179883.8 | 50 | -16.6 | 33.4 | 0 | 33.4 | 93.3867 | 160.6667 | 160.6667 | 0 | 160.6667 | 0 | 63.2128 | 97.4538 | 9127.5011 | 154.067 | 0 | 0.91275
2016-10-28 02:00 | 179867.2 | 50 | -16.6 | 33.4 | 0 | 33.4 | 93.3867 | 160.6667 | 160.6667 | 0 | 160.6667 | 0 | 159.4343 | 1.2323 | 9039.7927 | 97.4538 | 0 | 0.90398
2016-10-28 03:00 | 179850.6 | 50 | -16.6 | 33.4 | 0 | 33.4 | 93.3867 | 160.6667 | 160.6667 | 0 | 160.6667 | 0 | 123.6826 | 36.9841 | 9038.6836 | 1.2323 | 0 | 0.90387
2016-10-28 04:00 | 179834 | 50 | -16.6 | 33.4 | 0 | 33.4 | 93.3867 | 160.6667 | 160.6667 | 0 | 160.6667 | 0 | 261.1958 | -100.5291 | 9005.3979 | 36.9841 | 0 | 0.90054
2016-10-28 05:00 | 179817.4 | 50 | -16.6 | 33.4 | 0 | 33.4 | 93.3867 | 160.6667 | 160.6667 | 0 | 160.6667 | 0 | 159.0765 | 1.5902 | 9095.8741 | -100.5291 | 0 | 0.90959
2016-10-28 06:00 | 179800.8 | 50 | -16.6 | 33.4 | 0 | 33.4 | 93.3867 | 160.6667 | 160.6667 | 0 | 160.6667 | 0 | 219.9255 | -59.2589 | 9094.4429 | 1.5902 | 0 | 0.90944
2016-10-28 07:00 | 179784.2 | 50 | -16.6 | 33.4 | 0 | 33.4 | 93.3867 | 160.6667 | 160.6667 | 0 | 160.6667 | 0 | 276.4846 | -115.8179 | 9147.7759 | -59.2589 | 0 | 0.91478
2016-10-28 08:00 | 179767.6 | 50 | -50 | 0 | 0 | 0 | 0 | 160.6667 | 0 | 0 | 0 | 160.6667 | 895.1519 | -895.1519 | 9252.0121 | -115.8179 | 0 | 0.9252
2016-10-28 09:00 | 179717.6 | 50 | 150.4 | 200.4 | 0 | 200.4 | 560.32 | 1740.3719 | 964 | 0 | 964 | 776.3719 | 1740.3719 | -776.3719 | 9900 | -719.9866 | -1615.1385 | 0.99
2016-10-28 10:00 | 179868 | 50 | 132 | 200.4 | 0 | 200.4 | 560.32 | 2447.5456 | 964 | 0 | 964 | 1483.5456 | 2447.5456 | -1483.5456 | 9900 | 0 | -776.3719 | 0.99
2016-10-28 11:00 | 180000 | 50 | 0 | 200.4 | 18.4 | 200.4 | 560.32 | 3095.3248 | 875.489 | 88.511 | 875.489 | 2219.8358 | 3095.3248 | -2219.8358 | 9900 | 0 | -1483.5456 | 0.99
2016-10-28 12:00 | 180000 | 50 | 0 | 200.4 | 150.4 | 200.4 | 560.32 | 3412.6434 | 240.519 | 723.481 | 240.519 | 3172.1244 | 3412.6434 | -3172.1244 | 9900 | 0 | -2219.8358 | 0.99
2016-10-28 13:00 | 180000 | 50 | 0 | 200.4 | 150.4 | 200.4 | 560.32 | 3626.9165 | 240.519 | 723.481 | 240.519 | 3386.3975 | 3626.9165 | -3386.3975 | 9900 | 0 | -3172.1244 | 0.99
2016-10-28 14:00 | 180000 | 50 | 0 | 200.4 | 150.4 | 200.4 | 560.32 | 3611.3921 | 240.519 | 723.481 | 240.519 | 3370.8732 | 3611.3921 | -3370.8732 | 9900 | 0 | -3386.3975 | 0.99
2016-10-28 15:00 | 180000 | 50 | 0 | 200.4 | 150.4 | 200.4 | 560.32 | 3290.5448 | 240.519 | 723.481 | 240.519 | 3050.0259 | 3290.5448 | -3050.0259 | 9900 | 0 | -3370.8732 | 0.99
2016-10-28 16:00 | 180000 | 50 | 0 | 200.4 | 150.4 | 200.4 | 560.32 | 2700.9289 | 240.519 | 723.481 | 240.519 | 2460.4099 | 2700.9289 | -2460.4099 | 9900 | 0 | -3050.0259 | 0.99
2016-10-28 17:00 | 180000 | 50 | 0 | 200.4 | 150.4 | 200.4 | 560.32 | 1926.4677 | 240.519 | 723.481 | 240.519 | 1685.9487 | 1926.4677 | -1685.9487 | 9900 | 0 | -2460.4099 | 0.99
2016-10-28 18:00 | 180000 | 50 | 0 | 200.4 | 150.4 | 200.4 | 560.32 | 1061.7046 | 240.519 | 723.481 | 240.519 | 821.1857 | 1061.7046 | -821.1857 | 9900 | 0 | -1685.9487 | 0.99
2016-10-28 19:00 | 180000 | 50 | -50 | 0 | 150.4 | 0 | 0 | 160.6667 | -723.481 | 723.481 | -723.481 | 884.1477 | 850.6277 | -1574.1087 | 9900 | 0 | -821.1857 | 0.99
2016-10-28 20:00 | 179950 | 50 | -50 | 0 | 0 | 0 | 0 | 160.6667 | 0 | 0 | 0 | 160.6667 | 733.4026 | -733.4026 | 9900 | 0 | -1574.1087 | 0.99
2016-10-28 21:00 | 179900 | 50 | -50 | 0 | 0 | 0 | 0 | 160.6667 | 0 | 0 | 0 | 160.6667 | 813.0498 | -813.0498 | 9900 | 0 | -733.4026 | 0.99
2016-10-28 22:00 | 179850 | 50 | -50 | 0 | 0 | 0 | 0 | 160.6667 | 0 | 0 | 0 | 160.6667 | 909.0043 | -909.0043 | 9900 | 0 | -813.0498 | 0.99
2016-10-28 23:00 | 179800 | 50 | -50 | 0 | 0 | 0 | 0 | 160.6667 | 0 | 0 | 0 | 160.6667 | 810.5671 | -810.5671 | 9900 | 0 | -909.0043 | 0.99
2016-10-29 | 179750 | 50 | -50 | 0 | 0 | 0 | 0 | 160.6667 | 0 | 0 | 0 | 160.6667 | 618.1951 | -618.1951 | 9900 | 0 | -810.5671 | 0.99
2016-10-29 01:00 | 179700 | 50 | -50 | 0 | 0 | 0 | 0 | 160.6667 | 0 | 0 | 0 | 160.6667 | 859.8745 | -859.8745 | 9900 | 0 | -618.1951 | 0.99
2016-10-29 02:00 | 179650 | 50 | -50 | 0 | 0 | 0 | 0 | 160.6667 | 0 | 0 | 0 | 160.6667 | 735.013 | -735.013 | 9900 | 0 | -859.8745 | 0.99
2016-10-29 03:00 | 179600 | 50 | -50 | 0 | 0 | 0 | 0 | 160.6667 | 0 | 0 | 0 | 160.6667 | 756.6637 | -756.6637 | 9900 | 0 | -735.013 | 0.99
2016-10-29 04:00 | 179550 | 50 | -50 | 0 | 0 | 0 | 0 | 160.6667 | 0 | 0 | 0 | 160.6667 | 613.7996 | -613.7996 | 9900 | 0 | -756.6637 | 0.99
2016-10-29 05:00 | 179500 | 50 | -16.6 | 33.4 | 0 | 33.4 | 93.3867 | 160.6667 | 160.6667 | 0 | 160.6667 | 0 | 383.5563 | -222.8896 | 9900 | 0 | -613.7996 | 0.99
2016-10-29 06:00 | 179483.4 | 50 | -16.6 | 33.4 | 0 | 33.4 | 93.3867 | 160.6667 | 160.6667 | 0 | 160.6667 | 0 | 334.6361 | -173.9694 | 9900 | 0 | -222.8896 | 0.99
2016-10-29 07:00 | 179466.8 | 50 | -16.6 | 33.4 | 0 | 33.4 | 93.3867 | 160.6667 | 160.6667 | 0 | 160.6667 | 0 | 365.6119 | -204.9452 | 9900 | 0 | -173.9694 | 0.99
2016-10-29 08:00 | 179450.2 | 50 | 150.4 | 200.4 | 0 | 200.4 | 560.32 | 1295.0124 | 964 | 0 | 964 | 331.0124 | 1295.0124 | -331.0124 | 9900 | 0 | -204.9452 | 0.99
2016-10-29 09:00 | 179600.6 | 50 | 150.4 | 200.4 | 0 | 200.4 | 560.32 | 2281.0201 | 964 | 0 | 964 | 1317.0201 | 2281.0201 | -1317.0201 | 9900 | 0 | -331.0124 | 0.99
2016-10-29 10:00 | 179751 | 50 | 150.4 | 200.4 | 0 | 200.4 | 560.32 | 2780.6226 | 964 | 0 | 964 | 1816.6226 | 2780.6226 | -1816.6226 | 9900 | 0 | -1317.0201 | 0.99
2016-10-29 11:00 | 179901.4 | 50 | 98.6 | 200.4 | 0 | 200.4 | 560.32 | 3133.0096 | 964 | 0 | 964 | 2169.0096 | 3133.0096 | -2169.0096 | 9900 | 0 | -1816.6226 | 0.99
2016-10-29 12:00 | 180000 | 50 | 0 | 200.4 | 51.8 | 200.4 | 560.32 | 2167.0402 | 714.8224 | 249.1776 | 714.8224 | 1452.2179 | 2167.0402 | -1452.2179 | 9900 | 0 | -2169.0096 | 0.99
2016-10-29 13:00 | 180000 | 50 | 0 | 200.4 | 150.4 | 200.4 | 560.32 | 3495.8786 | 240.519 | 723.481 | 240.519 | 3255.3596 | 3495.8786 | -3255.3596 | 9900 | 0 | -1452.2179 | 0.99
2016-10-29 14:00 | 180000 | 50 | 0 | 200.4 | 150.4 | 200.4 | 560.32 | 3416.2222 | 240.519 | 723.481 | 240.519 | 3175.7032 | 3416.2222 | -3175.7032 | 9900 | 0 | -3255.3596 | 0.99
2016-10-29 15:00 | 180000 | 50 | 0 | 200.4 | 150.4 | 200.4 | 560.32 | 3157.3901 | 240.519 | 723.481 | 240.519 | 2916.8711 | 3157.3901 | -2916.8711 | 9900 | 0 | -3175.7032 | 0.99
2016-10-29 16:00 | 180000 | 50 | 0 | 200.4 | 150.4 | 200.4 | 560.32 | 2437.5606 | 240.519 | 723.481 | 240.519 | 2197.0417 | 2437.5606 | -2197.0417 | 9900 | 0 | -2916.8711 | 0.99
2016-10-29 17:00 | 180000 | 50 | 0 | 200.4 | 150.4 | 200.4 | 560.32 | 1728.7901 | 240.519 | 723.481 | 240.519 | 1488.2711 | 1728.7901 | -1488.2711 | 9900 | 0 | -2197.0417 | 0.99
2016-10-29 18:00 | 180000 | 50 | -50 | 0 | 150.4 | 0 | 0 | 160.6667 | -723.481 | 723.481 | -723.481 | 884.1477 | 934.6921 | -1658.1731 | 9900 | 0 | -1488.2711 | 0.99
2016-10-29 19:00 | 179950 | 50 | -50 | 0 | 0 | 0 | 0 | 160.6667 | 0 | 0 | 0 | 160.6667 | 765.4315 | -765.4315 | 9900 | 0 | -1658.1731 | 0.99
2016-10-29 20:00 | 179900 | 50 | -50 | 0 | 0 | 0 | 0 | 160.6667 | 0 | 0 | 0 | 160.6667 | 740.0008 | -740.0008 | 9900 | 0 | -765.4315 | 0.99
2016-10-29 21:00 | 179850 | 50 | -50 | 0 | 0 | 0 | 0 | 160.6667 | 0 | 0 | 0 | 160.6667 | 692.6956 | -692.6956 | 9900 | 0 | -740.0008 | 0.99
2016-10-29 22:00 | 179800 | 50 | -50 | 0 | 0 | 0 | 0 | 160.6667 | 0 | 0 | 0 | 160.6667 | 547.0988 | -547.0988 | 9900 | 0 | -692.6956 | 0.99
2016-10-29 23:00 | 179750 | 50 | -16.6 | 33.4 | 0 | 33.4 | 93.3867 | 160.6667 | 160.6667 | 0 | 160.6667 | 0 | 305.1189 | -144.4522 | 9900 | 0 | -547.0988 | 0.99
2016-10-30 | 179733.4 | 50 | -16.6 | 33.4 | 0 | 33.4 | 93.3867 | 160.6667 | 160.6667 | 0 | 160.6667 | 0 | 273.2987 | -112.632 | 9900 | 0 | -144.4522 | 0.99
2016-10-30 01:00 | 179716.8 | 50 | -16.6 | 33.4 | 0 | 33.4 | 93.3867 | 160.6667 | 160.6667 | 0 | 160.6667 | 0 | 270.9957 | -110.329 | 9900 | 0 | -112.632 | 0.99
2016-10-30 02:00 | 179700.2 | 50 | -16.6 | 33.4 | 0 | 33.4 | 93.3867 | 160.6667 | 160.6667 | 0 | 160.6667 | 0 | 69.2053 | 91.4614 | 9900 | 0 | -110.329 | 0.99
2016-10-30 03:00 | 179683.6 | 50 | -50 | 0 | 0 | 0 | 0 | 160.6667 | 0 | 0 | 0 | 160.6667 | 424.9549 | -424.9549 | 9817.6847 | 91.4614 | 0 | 0.98177
2016-10-30 04:00 | 179633.6 | 50 | -16.6 | 33.4 | 0 | 33.4 | 93.3867 | 160.6667 | 160.6667 | 0 | 160.6667 | 0 | 398.3029 | -237.6362 | 9900 | -91.4614 | -516.4163 | 0.99
2016-10-30 05:00 | 179617 | 50 | -16.6 | 33.4 | 0 | 33.4 | 93.3867 | 160.6667 | 160.6667 | 0 | 160.6667 | 2.8422e-14 | 443.8691 | -283.2025 | 9900 | 0 | -237.6362 | 0.99
2016-10-30 06:00 | 179600.4 | 50 | -16.6 | 33.4 | 0 | 33.4 | 93.3867 | 160.6667 | 160.6667 | 0 | 160.6667 | 0 | 291.4158 | -130.7492 | 9900 | 0 | -283.2025 | 0.99
2016-10-30 07:00 | 179583.8 | 50 | -16.6 | 33.4 | 0 | 33.4 | 93.3867 | 160.6667 | 160.6667 | 0 | 160.6667 | 0 | 254.8854 | -94.2187 | 9900 | 0 | -130.7492 | 0.99
2016-10-30 08:00 | 179567.2 | 50 | 150.4 | 200.4 | 0 | 200.4 | 560.32 | 1071.2028 | 964 | 0 | 964 | 107.2028 | 1071.2028 | -107.2028 | 9900 | 0 | -94.2187 | 0.99
2016-10-30 09:00 | 179717.6 | 50 | 150.4 | 200.4 | 0 | 200.4 | 560.32 | 2240.3325 | 964 | 0 | 964 | 1276.3325 | 2240.3325 | -1276.3325 | 9900 | 0 | -107.2028 | 0.99
2016-10-30 10:00 | 179868 | 50 | 132 | 200.4 | 0 | 200.4 | 560.32 | 1985.4435 | 964 | 0 | 964 | 1021.4435 | 1985.4435 | -1021.4435 | 9900 | 0 | -1276.3325 | 0.99
2016-10-30 11:00 | 180000 | 50 | 0 | 200.4 | 18.4 | 200.4 | 560.32 | 3405.6452 | 875.489 | 88.511 | 875.489 | 2530.1562 | 3405.6452 | -2530.1562 | 9900 | 0 | -1021.4435 | 0.99
2016-10-30 12:00 | 180000 | 50 | 0 | 200.4 | 150.4 | 200.4 | 560.32 | 3870.0961 | 240.519 | 723.481 | 240.519 | 3629.5771 | 3870.0961 | -3629.5771 | 9900 | 0 | -2530.1562 | 0.99
2016-10-30 13:00 | 180000 | 50 | 0 | 200.4 | 150.4 | 200.4 | 560.32 | 3935.1585 | 240.519 | 723.481 | 240.519 | 3694.6396 | 3935.1585 | -3694.6396 | 9900 | 0 | -3629.5771 | 0.99
2016-10-30 14:00 | 180000 | 50 | 0 | 200.4 | 150.4 | 200.4 | 560.32 | 3728.7023 | 240.519 | 723.481 | 240.519 | 3488.1833 | 3728.7023 | -3488.1833 | 9900 | 0 | -3694.6396 | 0.99
2016-10-30 15:00 | 180000 | 50 | 0 | 200.4 | 150.4 | 200.4 | 560.32 | 3275.4213 | 240.519 | 723.481 | 240.519 | 3034.9023 | 3275.4213 | -3034.9023 | 9900 | 0 | -3488.1833 | 0.99
2016-10-30 16:00 | 180000 | 50 | 0 | 200.4 | 150.4 | 200.4 | 560.32 | 2601.2682 | 240.519 | 723.481 | 240.519 | 2360.7493 | 2601.2682 | -2360.7493 | 9900 | 0 | -3034.9023 | 0.99
2016-10-30 17:00 | 180000 | 50 | 0 | 200.4 | 150.4 | 200.4 | 560.32 | 1441.7788 | 240.519 | 723.481 | 240.519 | 1201.2599 | 1441.7788 | -1201.2599 | 9900 | 0 | -2360.7493 | 0.99
2016-10-30 18:00 | 180000 | 50 | -50 | 0 | 150.4 | 0 | 0 | 160.6667 | -723.481 | 723.481 | -723.481 | 884.1477 | 593.3708 | -1316.8519 | 9900 | 0 | -1201.2599 | 0.99
2016-10-30 19:00 | 179950 | 50 | -50 | 0 | 0 | 0 | 0 | 160.6667 | 0 | 0 | 0 | 160.6667 | 740.7611 | -740.7611 | 9900 | 0 | -1316.8519 | 0.99
2016-10-30 20:00 | 179900 | 50 | -50 | 0 | 0 | 0 | 0 | 160.6667 | 0 | 0 | 0 | 160.6667 | 598.2828 | -598.2828 | 9900 | 0 | -740.7611 | 0.99
2016-10-30 21:00 | 179850 | 50 | -50 | 0 | 0 | 0 | 0 | 160.6667 | 0 | 0 | 0 | 160.6667 | 725.194 | -725.194 | 9900 | 0 | -598.2828 | 0.99
2016-10-30 22:00 | 179800 | 50 | -50 | 0 | 0 | 0 | 0 | 160.6667 | 0 | 0 | 0 | 160.6667 | 505.2929 | -505.2929 | 9900 | 0 | -725.194 | 0.99
2016-10-30 23:00 | 179750 | 50 | -50 | 0 | 0 | 0 | 0 | 160.6667 | 0 | 0 | 0 | 160.6667 | 760.7121 | -760.7121 | 9900 | 0 | -505.2929 | 0.99
2016-10-31 | 179700 | 50 | -50 | 0 | 0 | 0 | 0 | 160.6667 | 0 | 0 | 0 | 160.6667 | 576.0669 | -576.0669 | 9900 | 0 | -760.7121 | 0.99
2016-10-31 01:00 | 179650 | 50 | -50 | 0 | 0 | 0 | 0 | 160.6667 | 0 | 0 | 0 | 160.6667 | 805.0649 | -805.0649 | 9900 | 0 | -576.0669 | 0.99
2016-10-31 02:00 | 179600 | 50 | -50 | 0 | 0 | 0 | 0 | 160.6667 | 0 | 0 | 0 | 160.6667 | 757.8044 | -757.8044 | 9900 | 0 | -805.0649 | 0.99
2016-10-31 03:00 | 179550 | 50 | -50 | 0 | 0 | 0 | 0 | 160.6667 | 0 | 0 | 0 | 160.6667 | 854.2641 | -854.2641 | 9900 | 0 | -757.8044 | 0.99
2016-10-31 04:00 | 179500 | 50 | -50 | 0 | 0 | 0 | 0 | 160.6667 | 0 | 0 | 0 | 160.6667 | 708.7995 | -708.7995 | 9900 | 0 | -854.2641 | 0.99
2016-10-31 05:00 | 179450 | 50 | -50 | 0 | 0 | 0 | 0 | 160.6667 | 0 | 0 | 0 | 160.6667 | 648.6196 | -648.6196 | 9900 | 0 | -708.7995 | 0.99
2016-10-31 06:00 | 179400 | 50 | -50 | 0 | 0 | 0 | 0 | 160.6667 | 0 | 0 | 0 | 160.6667 | 736.5116 | -736.5116 | 9900 | 0 | -648.6196 | 0.99
2016-10-31 07:00 | 179350 | 50 | -50 | 0 | 0 | 0 | 0 | 160.6667 | 0 | 0 | 0 | 160.6667 | 884.6277 | -884.6277 | 9900 | 0 | -736.5116 | 0.99
2016-10-31 08:00 | 179300 | 50 | 150.4 | 200.4 | 0 | 200.4 | 560.32 | 1592.3335 | 964 | 0 | 964 | 628.3335 | 1592.3335 | -628.3335 | 9900 | 0 | -884.6277 | 0.99
2016-10-31 09:00 | 179450.4 | 50 | 150.4 | 200.4 | 0 | 200.4 | 560.32 | 2240.0044 | 964 | 0 | 964 | 1276.0044 | 2240.0044 | -1276.0044 | 9900 | 0 | -628.3335 | 0.99
2016-10-31 10:00 | 179600.8 | 50 | 150.4 | 200.4 | 0 | 200.4 | 560.32 | 3180.1441 | 964 | 0 | 964 | 2216.1441 | 3180.1441 | -2216.1441 | 9900 | 0 | -1276.0044 | 0.99
2016-10-31 11:00 | 179751.2 | 50 | 150.4 | 200.4 | 0 | 200.4 | 560.32 | 3657.3359 | 964 | 0 | 964 | 2693.3359 | 3657.3359 | -2693.3359 | 9900 | 0 | -2216.1441 | 0.99
2016-10-31 12:00 | 179901.6 | 50 | 98.4 | 200.4 | 0 | 200.4 | 560.32 | 3784.2077 | 964 | 0 | 964 | 2820.2077 | 3784.2077 | -2820.2077 | 9900 | 0 | -2693.3359 | 0.99
2016-10-31 13:00 | 180000 | 50 | 0 | 200.4 | 52 | 200.4 | 560.32 | 2304.888 | 713.8603 | 250.1397 | 713.8603 | 1591.0277 | 2304.888 | -1591.0277 | 9900 | 0 | -2820.2077 | 0.99
2016-10-31 14:00 | 180000 | 50 | 0 | 200.4 | 150.4 | 200.4 | 560.32 | 3685.8812 | 240.519 | 723.481 | 240.519 | 3445.3622 | 3685.8812 | -3445.3622 | 9900 | 0 | -1591.0277 | 0.99
2016-10-31 15:00 | 180000 | 50 | 0 | 200.4 | 150.4 | 200.4 | 560.32 | 3280.9744 | 240.519 | 723.481 | 240.519 | 3040.4555 | 3280.9744 | -3040.4555 | 9900 | 0 | -3445.3622 | 0.99
2016-10-31 16:00 | 180000 | 50 | 0 | 200.4 | 150.4 | 200.4 | 560.32 | 2666.0475 | 240.519 | 723.481 | 240.519 | 2425.5285 | 2666.0475 | -2425.5285 | 9900 | 0 | -3040.4555 | 0.99
2016-10-31 17:00 | 180000 | 50 | 0 | 200.4 | 150.4 | 200.4 | 560.32 | 1905.131 | 240.519 | 723.481 | 240.519 | 1664.6121 | 1905.131 | -1664.6121 | 9900 | 0 | -2425.5285 | 0.99
2016-10-31 18:00 | 180000 | 50 | -50 | 0 | 150.4 | 0 | 0 | 160.6667 | -723.481 | 723.481 | -723.481 | 884.1477 | 760.0287 | -1483.5098 | 9900 | 0 | -1664.6121 | 0.99
2016-10-31 19:00 | 179950 | 50 | 50 | 200.4 | 0 | 200.4 | 560.32 | 976.9791 | 964 | 0 | 964 | 12.9791 | 976.9791 | -12.9791 | 9900 | 0 | -1483.5098 | 0.99
2016-10-31 20:00 | 180000 | 50 | -50 | 0 | 100.4 | 0 | 0 | 160.6667 | -482.9621 | 482.9621 | -482.9621 | 643.6287 | 806.5858 | -1289.5479 | 9900 | 0 | -12.9791 | 0.99
2016-10-31 21:00 | 179950 | 50 | -50 | 0 | 0 | 0 | 0 | 160.6667 | 0 | 0 | 0 | 160.6667 | 795.8947 | -795.8947 | 9900 | 0 | -1289.5479 | 0.99
2016-10-31 22:00 | 179900 | 50 | -50 | 0 | 0 | 0 | 0 | 160.6667 | 0 | 0 | 0 | 160.6667 | 890.4978 | -890.4978 | 9900 | 0 | -795.8947 | 0.99
2016-10-31 23:00 | 179850 | 50 | -50 | 0 | 0 | 0 | 0 | 160.6667 | 0 | 0 | 0 | 160.6667 | 859.2511 | -859.2511 | 9900 | 0 | -890.4978 | 0.99
2016-11-01 | 179800 | 50 | -50 | 0 | 0 | 0 | 0 | 160.6667 | 0 | 0 | 0 | 160.6667 | 670.9944 | -670.9944 | 9900 | 0 | -859.2511 | 0.99
2016-11-01 01:00 | 179750 | 50 | -50 | 0 | 0 | 0 | 0 | 160.6667 | 0 | 0 | 0 | 160.6667 | 830.2511 | -830.2511 | 9900 | 0 | -670.9944 | 0.99
2016-11-01 02:00 | 179700 | 50 | -50 | 0 | 0 | 0 | 0 | 160.6667 | 0 | 0 | 0 | 160.6667 | 918.2035 | -918.2035 | 9900 | 0 | -830.2511 | 0.99
2016-11-01 03:00 | 179650 | 50 | 150.4 | 200.4 | 0 | 200.4 | 560.32 | 974.1962 | 964 | 0 | 964 | 10.1962 | 974.1962 | -10.1962 | 9900 | 0 | -918.2035 | 0.99
2016-11-01 04:00 | 179800.4 | 50 | -50 | 0 | 0 | 0 | 0 | 160.6667 | 0 | 0 | 0 | 160.6667 | 864.407 | -864.407 | 9900 | 0 | -10.1962 | 0.99
2016-11-01 05:00 | 179750.4 | 50 | -50 | 0 | 0 | 0 | 0 | 160.6667 | 0 | 0 | 0 | 160.6667 | 841.4069 | -841.4069 | 9900 | 0 | -864.407 | 0.99
2016-11-01 06:00 | 179700.4 | 50 | -50 | 0 | 0 | 0 | 0 | 160.6667 | 0 | 0 | 0 | 160.6667 | 864.9134 | -864.9134 | 9900 | 0 | -841.4069 | 0.99
2016-11-01 07:00 | 179650.4 | 50 | -50 | 0 | 0 | 0 | 0 | 160.6667 | 0 | 0 | 0 | 160.6667 | 953.3983 | -953.3983 | 9900 | 0 | -864.9134 | 0.99
2016-11-01 08:00 | 179600.4 | 50 | 150.4 | 200.4 | 0 | 200.4 | 560.32 | 1566.453 | 964 | 0 | 964 | 602.453 | 1566.453 | -602.453 | 9900 | 0 | -953.3983 | 0.99
2016-11-01 09:00 | 179750.8 | 50 | 150.4 | 200.4 | 0 | 200.4 | 560.32 | 2515.3155 | 964 | 0 | 964 | 1551.3155 | 2515.3155 | -1551.3155 | 9900 | 0 | -602.453 | 0.99
2016-11-01 10:00 | 179901.2 | 50 | 98.8 | 200.4 | 0 | 200.4 | 560.32 | 3159.4255 | 964 | 0 | 964 | 2195.4255 | 3159.4255 | -2195.4255 | 9900 | 0 | -1551.3155 | 0.99
2016-11-01 11:00 | 180000 | 50 | 0 | 200.4 | 51.6 | 200.4 | 560.32 | 3454.0703 | 715.7844 | 248.2156 | 715.7844 | 2738.2859 | 3454.0703 | -2738.2859 | 9900 | 0 | -2195.4255 | 0.99
2016-11-01 12:00 | 180000 | 50 | 0 | 200.4 | 150.4 | 200.4 | 560.32 | 3887.3478 | 240.519 | 723.481 | 240.519 | 3646.8289 | 3887.3478 | -3646.8289 | 9900 | 0 | -2738.2859 | 0.99
2016-11-01 13:00 | 180000 | 50 | 0 | 200.4 | 150.4 | 200.4 | 560.32 | 3899.5092 | 240.519 | 723.481 | 240.519 | 3658.9902 | 3899.5092 | -3658.9902 | 9900 | 0 | -3646.8289 | 0.99
2016-11-01 14:00 | 180000 | 50 | 0 | 200.4 | 150.4 | 200.4 | 560.32 | 3676.1311 | 240.519 | 723.481 | 240.519 | 3435.6122 | 3676.1311 | -3435.6122 | 9900 | 0 | -3658.9902 | 0.99
2016-11-01 15:00 | 180000 | 50 | 0 | 200.4 | 150.4 | 200.4 | 560.32 | 3260.7135 | 240.519 | 723.481 | 240.519 | 3020.1945 | 3260.7135 | -3020.1945 | 9900 | 0 | -3435.6122 | 0.99
2016-11-01 16:00 | 180000 | 50 | 0 | 200.4 | 150.4 | 200.4 | 560.32 | 2652.3714 | 240.519 | 723.481 | 240.519 | 2411.8524 | 2652.3714 | -2411.8524 | 9900 | 0 | -3020.1945 | 0.99
2016-11-01 17:00 | 180000 | 50 | 0 | 200.4 | 150.4 | 200.4 | 560.32 | 1891.7278 | 240.519 | 723.481 | 240.519 | 1651.2088 | 1891.7278 | -1651.2088 | 9900 | 0 | -2411.8524 | 0.99
2016-11-01 18:00 | 180000 | 50 | 0 | 200.4 | 150.4 | 200.4 | 560.32 | 1019.6018 | 240.519 | 723.481 | 240.519 | 779.0829 | 1019.6018 | -779.0829 | 9900 | 0 | -1651.2088 | 0.99
2016-11-01 19:00 | 180000 | 50 | -50 | 0 | 150.4 | 0 | 0 | 160.6667 | -723.481 | 723.481 | -723.481 | 884.1477 | 853.7316 | -1577.2127 | 9900 | 0 | -779.0829 | 0.99
2016-11-01 20:00 | 179950 | 50 | -50 | 0 | 0 | 0 | 0 | 160.6667 | 0 | 0 | 0 | 160.6667 | 940.1948 | -940.1948 | 9900 | 0 | -1577.2127 | 0.99
2016-11-01 21:00 | 179900 | 50 | -50 | 0 | 0 | 0 | 0 | 160.6667 | 0 | 0 | 0 | 160.6667 | 941.9913 | -941.9913 | 9900 | 0 | -940.1948 | 0.99
2016-11-01 22:00 | 179850 | 50 | -50 | 0 | 0 | 0 | 0 | 160.6667 | 0 | 0 | 0 | 160.6667 | 933.5282 | -933.5282 | 9900 | 0 | -941.9913 | 0.99
2016-11-01 23:00 | 179800 | 50 | -50 | 0 | 0 | 0 | 0 | 160.6667 | 0 | 0 | 0 | 160.6667 | 907.9221 | -907.9221 | 9900 | 0 | -933.5282 | 0.99
2016-11-02 | 179750 | 50 | -50 | 0 | 0 | 0 | 0 | 160.6667 | 0 | 0 | 0 | 160.6667 | 871.1601 | -871.1601 | 9900 | 0 | -907.9221 | 0.99
2016-11-02 01:00 | 179700 | 50 | -50 | 0 | 0 | 0 | 0 | 160.6667 | 0 | 0 | 0 | 160.6667 | 595.1847 | -595.1847 | 9900 | 0 | -871.1601 | 0.99
2016-11-02 02:00 | 179650 | 50 | -50 | 0 | 0 | 0 | 0 | 160.6667 | 0 | 0 | 0 | 160.6667 | 675.2045 | -675.2045 | 9900 | 0 | -595.1847 | 0.99
2016-11-02 03:00 | 179600 | 50 | -50 | 0 | 0 | 0 | 0 | 160.6667 | 0 | 0 | 0 | 160.6667 | 791.645 | -791.645 | 9900 | 0 | -675.2045 | 0.99
2016-11-02 04:00 | 179550 | 50 | -50 | 0 | 0 | 0 | 0 | 160.6667 | 0 | 0 | 0 | 160.6667 | 797.1919 | -797.1919 | 9900 | 0 | -791.645 | 0.99
2016-11-02 05:00 | 179500 | 50 | -50 | 0 | 0 | 0 | 0 | 160.6667 | 0 | 0 | 0 | 160.6667 | 790.8622 | -790.8622 | 9900 | 0 | -797.1919 | 0.99
2016-11-02 06:00 | 179450 | 50 | -50 | 0 | 0 | 0 | 0 | 160.6667 | 0 | 0 | 0 | 160.6667 | 722.0404 | -722.0404 | 9900 | 0 | -790.8622 | 0.99
2016-11-02 07:00 | 179400 | 50 | -50 | 0 | 0 | 0 | 0 | 160.6667 | 0 | 0 | 0 | 160.6667 | 708.7771 | -708.7771 | 9900 | 0 | -722.0404 | 0.99
2016-11-02 08:00 | 179350 | 50 | 150.4 | 200.4 | 0 | 200.4 | 560.32 | 1527.9503 | 964 | 0 | 964 | 563.9503 | 1527.9503 | -563.9503 | 9900 | 0 | -708.7771 | 0.99
2016-11-02 09:00 | 179500.4 | 50 | 150.4 | 200.4 | 0 | 200.4 | 560.32 | 2382.9116 | 964 | 0 | 964 | 1418.9116 | 2382.9116 | -1418.9116 | 9900 | 0 | -563.9503 | 0.99
2016-11-02 10:00 | 179650.8 | 50 | 150.4 | 200.4 | 0 | 200.4 | 560.32 | 2859.46 | 964 | 0 | 964 | 1895.46 | 2859.46 | -1895.46 | 9900 | 0 | -1418.9116 | 0.99
2016-11-02 11:00 | 179801.2 | 50 | 150.4 | 200.4 | 0 | 200.4 | 560.32 | 3148.6431 | 964 | 0 | 964 | 2184.6431 | 3148.6431 | -2184.6431 | 9900 | 0 | -1895.46 | 0.99
2016-11-02 12:00 | 179951.6 | 50 | 48.4 | 200.4 | 0 | 200.4 | 560.32 | 3372.4182 | 964 | 0 | 964 | 2408.4182 | 3372.4182 | -2408.4182 | 9900 | 0 | -2184.6431 | 0.99
2016-11-02 13:00 | 180000 | 50 | 0 | 200.4 | 102 | 200.4 | 560.32 | 3325.7524 | 473.3413 | 490.6587 | 473.3413 | 2852.4111 | 3325.7524 | -2852.4111 | 9900 | 0 | -2408.4182 | 0.99
2016-11-02 14:00 | 180000 | 50 | 0 | 200.4 | 150.4 | 200.4 | 560.32 | 3092.8148 | 240.519 | 723.481 | 240.519 | 2852.2958 | 3092.8148 | -2852.2958 | 9900 | 0 | -2852.4111 | 0.99
2016-11-02 15:00 | 180000 | 50 | 0 | 200.4 | 150.4 | 200.4 | 560.32 | 2672.9043 | 240.519 | 723.481 | 240.519 | 2432.3853 | 2672.9043 | -2432.3853 | 9900 | 0 | -2852.2958 | 0.99
2016-11-02 16:00 | 180000 | 50 | 0 | 200.4 | 150.4 | 200.4 | 560.32 | 1898.159 | 240.519 | 723.481 | 240.519 | 1657.64 | 1898.159 | -1657.64 | 9900 | 0 | -2432.3853 | 0.99
2016-11-02 17:00 | 180000 | 50 | 0 | 200.4 | 150.4 | 200.4 | 560.32 | 1309.4402 | 240.519 | 723.481 | 240.519 | 1068.9212 | 1309.4402 | -1068.9212 | 9900 | 0 | -1657.64 | 0.99
2016-11-02 18:00 | 180000 | 50 | -16.6 | 33.4 | 150.4 | 33.4 | 93.3867 | 160.6667 | -562.8144 | 723.481 | -562.8144 | 723.481 | 294.0829 | -856.8973 | 9900 | 0 | -1068.9212 | 0.99
2016-11-02 19:00 | 179983.4 | 50 | -16.6 | 33.4 | 0 | 33.4 | 93.3867 | 160.6667 | 160.6667 | 0 | 160.6667 | 0 | 148.2713 | 12.3954 | 9900 | 0 | -856.8973 | 0.99
2016-11-02 20:00 | 179966.8 | 50 | -16.6 | 33.4 | 0 | 33.4 | 93.3867 | 160.6667 | 160.6667 | 0 | 160.6667 | 0 | 289.0169 | -128.3502 | 9888.8442 | 12.3954 | 0 | 0.98888
2016-11-02 21:00 | 179950.2 | 50 | -16.6 | 33.4 | 0 | 33.4 | 93.3867 | 160.6667 | 160.6667 | 0 | 160.6667 | 0 | 204.0599 | -43.3932 | 9900 | -12.3954 | -140.7456 | 0.99
2016-11-02 22:00 | 179933.6 | 50 | -16.6 | 33.4 | 0 | 33.4 | 93.3867 | 160.6667 | 160.6667 | 0 | 160.6667 | 0 | 121.4315 | 39.2352 | 9900 | 0 | -43.3932 | 0.99
2016-11-02 23:00 | 179917 | 50 | -16.6 | 33.4 | 0 | 33.4 | 93.3867 | 160.6667 | 160.6667 | 0 | 160.6667 | 0 | 124.3059 | 36.3607 | 9864.6883 | 39.2352 | 0 | 0.98647
2016-11-03 | 179900.4 | 50 | -16.6 | 33.4 | 0 | 33.4 | 93.3867 | 160.6667 | 160.6667 | 0 | 160.6667 | 0 | 109.1948 | 51.4719 | 9831.9637 | 36.3607 | 0 | 0.9832
2016-11-03 01:00 | 179883.8 | 50 | -16.6 | 33.4 | 0 | 33.4 | 93.3867 | 160.6667 | 160.6667 | 0 | 160.6667 | 0 | 107.0361 | 53.6306 | 9785.639 | 51.4719 | 0 | 0.97856
2016-11-03 02:00 | 179867.2 | 50 | -16.6 | 33.4 | 0 | 33.4 | 93.3867 | 160.6667 | 160.6667 | 0 | 160.6667 | 0 | 149.4719 | 11.1948 | 9737.3714 | 53.6306 | 0 | 0.97374
2016-11-03 03:00 | 179850.6 | 50 | -16.6 | 33.4 | 0 | 33.4 | 93.3867 | 160.6667 | 160.6667 | 0 | 160.6667 | 0 | 136.9813 | 23.6854 | 9727.2961 | 11.1948 | 0 | 0.97273
2016-11-03 04:00 | 179834 | 50 | -16.6 | 33.4 | 0 | 33.4 | 93.3867 | 160.6667 | 160.6667 | 0 | 160.6667 | 0 | 67.9089 | 92.7577 | 9705.9793 | 23.6854 | 0 | 0.9706
2016-11-03 05:00 | 179817.4 | 50 | -16.6 | 33.4 | 0 | 33.4 | 93.3867 | 160.6667 | 160.6667 | 0 | 160.6667 | 0 | 61.0279 | 99.6388 | 9622.4973 | 92.7577 | 0 | 0.96225
2016-11-03 06:00 | 179800.8 | 50 | -16.6 | 33.4 | 0 | 33.4 | 93.3867 | 160.6667 | 160.6667 | 0 | 160.6667 | 0 | 49.3537 | 111.313 | 9532.8224 | 99.6388 | 0 | 0.95328
2016-11-03 07:00 | 179784.2 | 50 | -16.6 | 33.4 | 0 | 33.4 | 93.3867 | 160.6667 | 160.6667 | 0 | 160.6667 | 0 | 10.8163 | 149.8504 | 9432.6407 | 111.313 | 0 | 0.94326
2016-11-03 08:00 | 179767.6 | 50 | -50 | 0 | 0 | 0 | 0 | 160.6667 | 0 | 0 | 0 | 160.6667 | 740.8476 | -740.8476 | 9297.7754 | 149.8504 | 0 | 0.92978
2016-11-03 09:00 | 179717.6 | 50 | 150.4 | 200.4 | 0 | 200.4 | 560.32 | 1520.565 | 964 | 0 | 964 | 556.565 | 1520.565 | -556.565 | 9900 | -669.1385 | -1409.986 | 0.99
2016-11-03 10:00 | 179868 | 50 | 132 | 200.4 | 0 | 200.4 | 560.32 | 2181.0802 | 964 | 0 | 964 | 1217.0802 | 2181.0802 | -1217.0802 | 9900 | 0 | -556.565 | 0.99
2016-11-03 11:00 | 180000 | 50 | 0 | 200.4 | 18.4 | 200.4 | 560.32 | 2621.1564 | 875.489 | 88.511 | 875.489 | 1745.6674 | 2621.1564 | -1745.6674 | 9900 | 0 | -1217.0802 | 0.99
2016-11-03 12:00 | 180000 | 50 | 0 | 200.4 | 150.4 | 200.4 | 560.32 | 2587.1859 | 240.519 | 723.481 | 240.519 | 2346.667 | 2587.1859 | -2346.667 | 9900 | 0 | -1745.6674 | 0.99
2016-11-03 13:00 | 180000 | 50 | 0 | 200.4 | 150.4 | 200.4 | 560.32 | 2899.206 | 240.519 | 723.481 | 240.519 | 2658.687 | 2899.206 | -2658.687 | 9900 | 0 | -2346.667 | 0.99
2016-11-03 14:00 | 180000 | 50 | 0 | 200.4 | 150.4 | 200.4 | 560.32 | 2677.3393 | 240.519 | 723.481 | 240.519 | 2436.8203 | 2677.3393 | -2436.8203 | 9900 | 0 | -2658.687 | 0.99
2016-11-03 15:00 | 180000 | 50 | 0 | 200.4 | 150.4 | 200.4 | 560.32 | 2250.2533 | 240.519 | 723.481 | 240.519 | 2009.7343 | 2250.2533 | -2009.7343 | 9900 | 0 | -2436.8203 | 0.99
2016-11-03 16:00 | 180000 | 50 | 0 | 200.4 | 150.4 | 200.4 | 560.32 | 1637.2771 | 240.519 | 723.481 | 240.519 | 1396.7581 | 1637.2771 | -1396.7581 | 9900 | 0 | -2009.7343 | 0.99
2016-11-03 17:00 | 180000 | 50 | -50 | 0 | 150.4 | 0 | 0 | 160.6667 | -723.481 | 723.481 | -723.481 | 884.1477 | 890.3901 | -1613.8712 | 9900 | 0 | -1396.7581 | 0.99
2016-11-03 18:00 | 179950 | 50 | -16.6 | 33.4 | 0 | 33.4 | 93.3867 | 160.6667 | 160.6667 | 0 | 160.6667 | 0 | 42.2773 | 118.3893 | 9900 | 0 | -1613.8712 | 0.99
2016-11-03 19:00 | 179933.4 | 50 | -16.6 | 33.4 | 0 | 33.4 | 93.3867 | 160.6667 | 160.6667 | 0 | 160.6667 | 0 | 22.5316 | 138.1351 | 9793.4496 | 118.3893 | 0 | 0.97934
2016-11-03 20:00 | 179916.8 | 50 | -16.6 | 33.4 | 0 | 33.4 | 93.3867 | 160.6667 | 160.6667 | 0 | 160.6667 | 0 | 30.1591 | 130.5076 | 9669.1281 | 138.1351 | 0 | 0.96691
2016-11-03 21:00 | 179900.2 | 50 | -16.6 | 33.4 | 0 | 33.4 | 93.3867 | 160.6667 | 160.6667 | 0 | 160.6667 | 0 | 73.5589 | 87.1077 | 9551.6712 | 130.5076 | 0 | 0.95517
2016-11-03 22:00 | 179883.6 | 50 | -16.6 | 33.4 | 0 | 33.4 | 93.3867 | 160.6667 | 160.6667 | 0 | 160.6667 | 0 | 100.5452 | 60.1214 | 9473.2743 | 87.1077 | 0 | 0.94733
2016-11-03 23:00 | 179867 | 50 | -16.6 | 33.4 | 0 | 33.4 | 93.3867 | 160.6667 | 160.6667 | 0 | 160.6667 | 0 | 96.9172 | 63.7495 | 9419.165 | 60.1214 | 0 | 0.94192
2016-11-04 | 179850.4 | 50 | -16.6 | 33.4 | 0 | 33.4 | 93.3867 | 160.6667 | 160.6667 | 0 | 160.6667 | 0 | 95.8573 | 64.8094 | 9361.7904 | 63.7495 | 0 | 0.93618
2016-11-04 01:00 | 179833.8 | 50 | -16.6 | 33.4 | 0 | 33.4 | 93.3867 | 160.6667 | 160.6667 | 0 | 160.6667 | 0 | 139.8672 | 20.7994 | 9303.462 | 64.8094 | 0 | 0.93035
2016-11-04 02:00 | 179817.2 | 50 | -16.6 | 33.4 | 0 | 33.4 | 93.3867 | 160.6667 | 160.6667 | 0 | 160.6667 | 0 | 156.0519 | 4.6147 | 9284.7425 | 20.7994 | 0 | 0.92847
2016-11-04 03:00 | 179800.6 | 50 | -16.6 | 33.4 | 0 | 33.4 | 93.3867 | 160.6667 | 160.6667 | 0 | 160.6667 | 0 | 105.9856 | 54.6811 | 9280.5893 | 4.6147 | 0 | 0.92806
2016-11-04 04:00 | 179784 | 50 | -16.6 | 33.4 | 0 | 33.4 | 93.3867 | 160.6667 | 160.6667 | 0 | 160.6667 | 0 | 64.3543 | 96.3124 | 9231.3763 | 54.6811 | 0 | 0.92314
2016-11-04 05:00 | 179767.4 | 50 | -16.6 | 33.4 | 0 | 33.4 | 93.3867 | 160.6667 | 160.6667 | 0 | 160.6667 | 0 | 38.4271 | 122.2396 | 9144.6951 | 96.3124 | 0 | 0.91447
2016-11-04 06:00 | 179750.8 | 50 | -16.6 | 33.4 | 0 | 33.4 | 93.3867 | 160.6667 | 160.6667 | 0 | 160.6667 | 0 | 37.715 | 122.9517 | 9034.6795 | 122.2396 | 0 | 0.90347
2016-11-04 07:00 | 179734.2 | 50 | -16.6 | 33.4 | 0 | 33.4 | 93.3867 | 160.6667 | 160.6667 | 0 | 160.6667 | 0 | 25.4667 | 135.1999 | 8924.023 | 122.9517 | 0 | 0.8924
2016-11-04 08:00 | 179717.6 | 50 | -50 | 0 | 0 | 0 | 0 | 160.6667 | 0 | 0 | 0 | 160.6667 | 751.2424 | -751.2424 | 8802.343 | 135.1999 | 0 | 0.88023
2016-11-04 09:00 | 179667.6 | 50 | 150.4 | 200.4 | 0 | 200.4 | 560.32 | 1530.1281 | 964 | 0 | 964 | 566.1281 | 1530.1281 | -566.1281 | 9478.4612 | -751.2424 | 0 | 0.94785
2016-11-04 10:00 | 179818 | 50 | 150.4 | 200.4 | 0 | 200.4 | 560.32 | 2150.183 | 964 | 0 | 964 | 1186.183 | 2150.183 | -1186.183 | 9900 | -468.3764 | -1034.5045 | 0.99
2016-11-04 11:00 | 179968.4 | 50 | 31.6 | 200.4 | 0 | 200.4 | 560.32 | 2606.4959 | 964 | 0 | 964 | 1642.4959 | 2606.4959 | -1642.4959 | 9900 | 0 | -1186.183 | 0.99
2016-11-04 12:00 | 180000 | 50 | 0 | 200.4 | 118.8 | 200.4 | 560.32 | 2855.6769 | 392.5269 | 571.4731 | 392.5269 | 2463.15 | 2855.6769 | -2463.15 | 9900 | 0 | -1642.4959 | 0.99
2016-11-04 13:00 | 180000 | 50 | 0 | 200.4 | 150.4 | 200.4 | 560.32 | 2871.6064 | 240.519 | 723.481 | 240.519 | 2631.0874 | 2871.6064 | -2631.0874 | 9900 | 0 | -2463.15 | 0.99
2016-11-04 14:00 | 180000 | 50 | 0 | 200.4 | 150.4 | 200.4 | 560.32 | 2658.7717 | 240.519 | 723.481 | 240.519 | 2418.2527 | 2658.7717 | -2418.2527 | 9900 | 0 | -2631.0874 | 0.99
2016-11-04 15:00 | 180000 | 50 | 0 | 200.4 | 150.4 | 200.4 | 560.32 | 2234.6166 | 240.519 | 723.481 | 240.519 | 1994.0977 | 2234.6166 | -1994.0977 | 9900 | 0 | -2418.2527 | 0.99
2016-11-04 16:00 | 180000 | 50 | 0 | 200.4 | 150.4 | 200.4 | 560.32 | 1256.7454 | 240.519 | 723.481 | 240.519 | 1016.2264 | 1256.7454 | -1016.2264 | 9900 | 0 | -1994.0977 | 0.99
2016-11-04 17:00 | 180000 | 50 | -50 | 0 | 150.4 | 0 | 0 | 160.6667 | -723.481 | 723.481 | -723.481 | 884.1477 | 878.1361 | -1601.6171 | 9900 | 0 | -1016.2264 | 0.99
2016-11-04 18:00 | 179950 | 50 | -16.6 | 33.4 | 0 | 33.4 | 93.3867 | 160.6667 | 160.6667 | 0 | 160.6667 | 0 | 16.7519 | 143.9148 | 9900 | 0 | -1601.6171 | 0.99
2016-11-04 19:00 | 179933.4 | 50 | -16.6 | 33.4 | 0 | 33.4 | 93.3867 | 160.6667 | 160.6667 | 0 | 160.6667 | 0 | 7.2012 | 153.4655 | 9770.4767 | 143.9148 | 0 | 0.97705
2016-11-04 20:00 | 179916.8 | 50 | -16.6 | 33.4 | 0 | 33.4 | 93.3867 | 160.6667 | 160.6667 | 0 | 160.6667 | 0 | 24.3193 | 136.3474 | 9632.3578 | 153.4655 | 0 | 0.96324
2016-11-04 21:00 | 179900.2 | 50 | -16.6 | 33.4 | 0 | 33.4 | 93.3867 | 160.6667 | 160.6667 | 0 | 160.6667 | 0 | 120.785 | 39.8817 | 9509.6451 | 136.3474 | 0 | 0.95096
2016-11-04 22:00 | 179883.6 | 50 | -16.6 | 33.4 | 0 | 33.4 | 93.3867 | 160.6667 | 160.6667 | 0 | 160.6667 | 0 | 146.2165 | 14.4502 | 9473.7516 | 39.8817 | 0 | 0.94738
2016-11-04 23:00 | 179867 | 50 | -16.6 | 33.4 | 0 | 33.4 | 93.3867 | 160.6667 | 160.6667 | 0 | 160.6667 | 0 | 194.3741 | -33.7075 | 9460.7464 | 14.4502 | 0 | 0.94607
2016-11-05 | 179850.4 | 50 | -16.6 | 33.4 | 0 | 33.4 | 93.3867 | 160.6667 | 160.6667 | 0 | 160.6667 | 0 | 162.2395 | -1.5728 | 9491.0831 | -33.7075 | 0 | 0.94911
2016-11-05 01:00 | 179833.8 | 50 | -16.6 | 33.4 | 0 | 33.4 | 93.3867 | 160.6667 | 160.6667 | 0 | 160.6667 | 0 | 109.0793 | 51.5873 | 9492.4987 | -1.5728 | 0 | 0.94925
2016-11-05 02:00 | 179817.2 | 50 | -16.6 | 33.4 | 0 | 33.4 | 93.3867 | 160.6667 | 160.6667 | 0 | 160.6667 | 0 | 90.1095 | 70.5572 | 9446.0701 | 51.5873 | 0 | 0.94461
2016-11-05 03:00 | 179800.6 | 50 | -16.6 | 33.4 | 0 | 33.4 | 93.3867 | 160.6667 | 160.6667 | 0 | 160.6667 | 0 | 43.0682 | 117.5985 | 9382.5686 | 70.5572 | 0 | 0.93826
2016-11-05 04:00 | 179784 | 50 | -16.6 | 33.4 | 0 | 33.4 | 93.3867 | 160.6667 | 160.6667 | 0 | 160.6667 | 0 | 42.5764 | 118.0903 | 9276.73 | 117.5985 | 0 | 0.92767
2016-11-05 05:00 | 179767.4 | 50 | -16.6 | 33.4 | 0 | 33.4 | 93.3867 | 160.6667 | 160.6667 | 0 | 160.6667 | 0 | 51.9765 | 108.6902 | 9170.4487 | 118.0903 | 0 | 0.91704
2016-11-05 06:00 | 179750.8 | 50 | -16.6 | 33.4 | 0 | 33.4 | 93.3867 | 160.6667 | 160.6667 | 0 | 160.6667 | 0 | 49.1846 | 111.482 | 9072.6275 | 108.6902 | 0 | 0.90726
2016-11-05 07:00 | 179734.2 | 50 | -16.6 | 33.4 | 0 | 33.4 | 93.3867 | 160.6667 | 160.6667 | 0 | 160.6667 | 0 | 29.5495 | 131.1172 | 8972.2937 | 111.482 | 0 | 0.89723
2016-11-05 08:00 | 179717.6 | 50 | -50 | 0 | 0 | 0 | 0 | 160.6667 | 0 | 0 | 0 | 160.6667 | 745.692 | -745.692 | 8854.2883 | 131.1172 | 0 | 0.88543
2016-11-05 09:00 | 179667.6 | 50 | 150.4 | 200.4 | 0 | 200.4 | 560.32 | 982.8403 | 964 | 0 | 964 | 18.8403 | 982.8403 | -18.8403 | 9525.411 | -745.692 | 0 | 0.95254
2016-11-05 10:00 | 179818 | 50 | 150.4 | 200.4 | 0 | 200.4 | 560.32 | 2207.441 | 964 | 0 | 964 | 1243.441 | 2207.441 | -1243.441 | 9542.3673 | -18.8403 | 0 | 0.95424
2016-11-05 11:00 | 179968.4 | 50 | 31.6 | 200.4 | 0 | 200.4 | 560.32 | 2639.3425 | 964 | 0 | 964 | 1675.3425 | 2639.3425 | -1675.3425 | 9900 | -397.3697 | -1640.8107 | 0.99
2016-11-05 12:00 | 180000 | 50 | 0 | 200.4 | 118.8 | 200.4 | 560.32 | 2923.5777 | 392.5269 | 571.4731 | 392.5269 | 2531.0507 | 2923.5777 | -2531.0507 | 9900 | 0 | -1675.3425 | 0.99
2016-11-05 13:00 | 180000 | 50 | 0 | 200.4 | 150.4 | 200.4 | 560.32 | 2903.9505 | 240.519 | 723.481 | 240.519 | 2663.4316 | 2903.9505 | -2663.4316 | 9900 | 0 | -2531.0507 | 0.99
2016-11-05 14:00 | 180000 | 50 | 0 | 200.4 | 150.4 | 200.4 | 560.32 | 2678.8888 | 240.519 | 723.481 | 240.519 | 2438.3699 | 2678.8888 | -2438.3699 | 9900 | 0 | -2663.4316 | 0.99
2016-11-05 15:00 | 180000 | 50 | 0 | 200.4 | 150.4 | 200.4 | 560.32 | 2235.3586 | 240.519 | 723.481 | 240.519 | 1994.8396 | 2235.3586 | -1994.8396 | 9900 | 0 | -2438.3699 | 0.99
2016-11-05 16:00 | 180000 | 50 | 0 | 200.4 | 150.4 | 200.4 | 560.32 | 1637.6581 | 240.519 | 723.481 | 240.519 | 1397.1391 | 1637.6581 | -1397.1391 | 9900 | 0 | -1994.8396 | 0.99
2016-11-05 17:00 | 180000 | 50 | -50 | 0 | 150.4 | 0 | 0 | 160.6667 | -723.481 | 723.481 | -723.481 | 884.1477 | 523.1914 | -1246.6724 | 9900 | 0 | -1397.1391 | 0.99
2016-11-05 18:00 | 179950 | 50 | -16.6 | 33.4 | 0 | 33.4 | 93.3867 | 160.6667 | 160.6667 | 0 | 160.6667 | 0 | 82.6309 | 78.0358 | 9900 | 0 | -1246.6724 | 0.99
2016-11-05 19:00 | 179933.4 | 50 | -16.6 | 33.4 | 0 | 33.4 | 93.3867 | 160.6667 | 160.6667 | 0 | 160.6667 | 0 | 70.9011 | 89.7656 | 9829.7678 | 78.0358 | 0 | 0.98298
2016-11-05 20:00 | 179916.8 | 50 | -16.6 | 33.4 | 0 | 33.4 | 93.3867 | 160.6667 | 160.6667 | 0 | 160.6667 | 0 | 199.1029 | -38.4363 | 9748.9788 | 89.7656 | 0 | 0.9749
2016-11-05 21:00 | 179900.2 | 50 | -16.6 | 33.4 | 0 | 33.4 | 93.3867 | 160.6667 | 160.6667 | 0 | 160.6667 | 0 | 255.4562 | -94.7895 | 9783.5714 | -38.4363 | 0 | 0.97836
2016-11-05 22:00 | 179883.6 | 50 | -16.6 | 33.4 | 0 | 33.4 | 93.3867 | 160.6667 | 160.6667 | 0 | 160.6667 | 0 | 284.8522 | -124.1855 | 9868.882 | -94.7895 | 0 | 0.98689
2016-11-05 23:00 | 179867 | 50 | -16.6 | 33.4 | 0 | 33.4 | 93.3867 | 160.6667 | 160.6667 | 0 | 160.6667 | 0 | 335.5764 | -174.9098 | 9900 | -34.5756 | -158.7611 | 0.99
2016-11-06 | 179850.4 | 50 | -50 | 0 | 0 | 0 | 0 | 160.6667 | 0 | 0 | 0 | 160.6667 | 567.9114 | -567.9114 | 9900 | 0 | -174.9098 | 0.99
2016-11-06 01:00 | 179800.4 | 50 | -50 | 0 | 0 | 0 | 0 | 160.6667 | 0 | 0 | 0 | 160.6667 | 533.4091 | -533.4091 | 9900 | 0 | -567.9114 | 0.99
2016-11-06 02:00 | 179750.4 | 50 | -50 | 0 | 0 | 0 | 0 | 160.6667 | 0 | 0 | 0 | 160.6667 | 770.039 | -770.039 | 9900 | 0 | -533.4091 | 0.99
2016-11-06 03:00 | 179700.4 | 50 | -50 | 0 | 0 | 0 | 0 | 160.6667 | 0 | 0 | 0 | 160.6667 | 823.355 | -823.355 | 9900 | 0 | -770.039 | 0.99
2016-11-06 04:00 | 179650.4 | 50 | -50 | 0 | 0 | 0 | 0 | 160.6667 | 0 | 0 | 0 | 160.6667 | 900.7143 | -900.7143 | 9900 | 0 | -823.355 | 0.99
2016-11-06 05:00 | 179600.4 | 50 | -50 | 0 | 0 | 0 | 0 | 160.6667 | 0 | 0 | 0 | 160.6667 | 950.9308 | -950.9308 | 9900 | 0 | -900.7143 | 0.99
2016-11-06 06:00 | 179550.4 | 50 | -50 | 0 | 0 | 0 | 0 | 160.6667 | 0 | 0 | 0 | 160.6667 | 864.6667 | -864.6667 | 9900 | 0 | -950.9308 | 0.99
2016-11-06 07:00 | 179500.4 | 50 | -50 | 0 | 0 | 0 | 0 | 160.6667 | 0 | 0 | 0 | 160.6667 | 902.5108 | -902.5108 | 9900 | 0 | -864.6667 | 0.99
2016-11-06 08:00 | 179450.4 | 50 | 150.4 | 200.4 | 0 | 200.4 | 560.32 | 1533.2939 | 964 | 0 | 964 | 569.2939 | 1533.2939 | -569.2939 | 9900 | 0 | -902.5108 | 0.99
2016-11-06 09:00 | 179600.8 | 50 | 150.4 | 200.4 | 0 | 200.4 | 560.32 | 2347.2765 | 964 | 0 | 964 | 1383.2765 | 2347.2765 | -1383.2765 | 9900 | 0 | -569.2939 | 0.99
2016-11-06 10:00 | 179751.2 | 50 | 150.4 | 200.4 | 0 | 200.4 | 560.32 | 3023.7069 | 964 | 0 | 964 | 2059.7069 | 3023.7069 | -2059.7069 | 9900 | 0 | -1383.2765 | 0.99
2016-11-06 11:00 | 179901.6 | 50 | 98.4 | 200.4 | 0 | 200.4 | 560.32 | 3426.9373 | 964 | 0 | 964 | 2462.9373 | 3426.9373 | -2462.9373 | 9900 | 0 | -2059.7069 | 0.99
2016-11-06 12:00 | 180000 | 50 | 0 | 200.4 | 52 | 200.4 | 560.32 | 3680.2601 | 713.8603 | 250.1397 | 713.8603 | 2966.3999 | 3680.2601 | -2966.3999 | 9900 | 0 | -2462.9373 | 0.99
2016-11-06 13:00 | 180000 | 50 | 0 | 200.4 | 150.4 | 200.4 | 560.32 | 3658.3862 | 240.519 | 723.481 | 240.519 | 3417.8672 | 3658.3862 | -3417.8672 | 9900 | 0 | -2966.3999 | 0.99
2016-11-06 14:00 | 180000 | 50 | 0 | 200.4 | 150.4 | 200.4 | 560.32 | 3225.7908 | 240.519 | 723.481 | 240.519 | 2985.2719 | 3225.7908 | -2985.2719 | 9900 | 0 | -3417.8672 | 0.99
2016-11-06 15:00 | 180000 | 50 | 0 | 200.4 | 150.4 | 200.4 | 560.32 | 2960.9419 | 240.519 | 723.481 | 240.519 | 2720.4229 | 2960.9419 | -2720.4229 | 9900 | 0 | -2985.2719 | 0.99
2016-11-06 16:00 | 180000 | 50 | 0 | 200.4 | 150.4 | 200.4 | 560.32 | 2425.7998 | 240.519 | 723.481 | 240.519 | 2185.2808 | 2425.7998 | -2185.2808 | 9900 | 0 | -2720.4229 | 0.99
2016-11-06 17:00 | 180000 | 50 | 0 | 200.4 | 150.4 | 200.4 | 560.32 | 1408.0085 | 240.519 | 723.481 | 240.519 | 1167.4896 | 1408.0085 | -1167.4896 | 9900 | 0 | -2185.2808 | 0.99
2016-11-06 18:00 | 180000 | 50 | -16.6 | 33.4 | 150.4 | 33.4 | 93.3867 | 160.6667 | -562.8144 | 723.481 | -562.8144 | 723.481 | 507.3706 | -1070.1849 | 9900 | 0 | -1167.4896 | 0.99
2016-11-06 19:00 | 179983.4 | 50 | -16.6 | 33.4 | 0 | 33.4 | 93.3867 | 160.6667 | 160.6667 | 0 | 160.6667 | 0 | 353.8855 | -193.2189 | 9900 | 0 | -1070.1849 | 0.99
2016-11-06 20:00 | 179966.8 | 50 | -16.6 | 33.4 | 0 | 33.4 | 93.3867 | 160.6667 | 160.6667 | 0 | 160.6667 | 0 | 330.8169 | -170.1502 | 9900 | 0 | -193.2189 | 0.99
2016-11-06 21:00 | 179950.2 | 50 | -16.6 | 33.4 | 0 | 33.4 | 93.3867 | 160.6667 | 160.6667 | 0 | 160.6667 | 0 | 226.774 | -66.1074 | 9900 | 0 | -170.1502 | 0.99
2016-11-06 22:00 | 179933.6 | 50 | -16.6 | 33.4 | 0 | 33.4 | 93.3867 | 160.6667 | 160.6667 | 0 | 160.6667 | 0 | 243.5365 | -82.8698 | 9900 | 0 | -66.1074 | 0.99
2016-11-06 23:00 | 179917 | 50 | -16.6 | 33.4 | 0 | 33.4 | 93.3867 | 160.6667 | 160.6667 | 0 | 160.6667 | 0 | 326.7866 | -166.1199 | 9900 | 0 | -82.8698 | 0.99
2016-11-07 | 179900.4 | 50 | -50 | 0 | 0 | 0 | 0 | 160.6667 | 0 | 0 | 0 | 160.6667 | 567.7525 | -567.7525 | 9900 | 0 | -166.1199 | 0.99
2016-11-07 01:00 | 179850.4 | 50 | -50 | 0 | 0 | 0 | 0 | 160.6667 | 0 | 0 | 0 | 160.6667 | 613.4818 | -613.4818 | 9900 | 0 | -567.7525 | 0.99
2016-11-07 02:00 | 179800.4 | 50 | -16.6 | 33.4 | 0 | 33.4 | 93.3867 | 160.6667 | 160.6667 | 0 | 160.6667 | 2.8422e-14 | 482.3187 | -321.6521 | 9900 | 0 | -613.4818 | 0.99
2016-11-07 03:00 | 179783.8 | 50 | -50 | 0 | 0 | 0 | 0 | 160.6667 | 0 | 0 | 0 | 160.6667 | 536.4277 | -536.4277 | 9900 | 0 | -321.6521 | 0.99
2016-11-07 04:00 | 179733.8 | 50 | -16.6 | 33.4 | 0 | 33.4 | 93.3867 | 160.6667 | 160.6667 | 0 | 160.6667 | 0 | 209.1311 | -48.4644 | 9900 | 0 | -536.4277 | 0.99
2016-11-07 05:00 | 179717.2 | 50 | -16.6 | 33.4 | 0 | 33.4 | 93.3867 | 160.6667 | 160.6667 | 0 | 160.6667 | 0 | 247.1075 | -86.4408 | 9900 | 0 | -48.4644 | 0.99
2016-11-07 06:00 | 179700.6 | 50 | -16.6 | 33.4 | 0 | 33.4 | 93.3867 | 160.6667 | 160.6667 | 0 | 160.6667 | 0 | 265.044 | -104.3774 | 9900 | 0 | -86.4408 | 0.99
2016-11-07 07:00 | 179684 | 50 | -16.6 | 33.4 | 0 | 33.4 | 93.3867 | 160.6667 | 160.6667 | 0 | 160.6667 | 0 | 205.7231 | -45.0564 | 9900 | 0 | -104.3774 | 0.99
2016-11-07 08:00 | 179667.4 | 50 | -50 | 0 | 0 | 0 | 0 | 160.6667 | 0 | 0 | 0 | 160.6667 | 631.5917 | -631.5917 | 9900 | 0 | -45.0564 | 0.99
2016-11-07 09:00 | 179617.4 | 50 | 150.4 | 200.4 | 0 | 200.4 | 560.32 | 1593.9485 | 964 | 0 | 964 | 629.9485 | 1593.9485 | -629.9485 | 9900 | 0 | -631.5917 | 0.99
2016-11-07 10:00 | 179767.8 | 50 | 150.4 | 200.4 | 0 | 200.4 | 560.32 | 2302.9418 | 964 | 0 | 964 | 1338.9418 | 2302.9418 | -1338.9418 | 9900 | 0 | -629.9485 | 0.99
2016-11-07 11:00 | 179918.2 | 50 | 81.8 | 200.4 | 0 | 200.4 | 560.32 | 2778.1615 | 964 | 0 | 964 | 1814.1615 | 2778.1615 | -1814.1615 | 9900 | 0 | -1338.9418 | 0.99
2016-11-07 12:00 | 180000 | 50 | 0 | 200.4 | 68.6 | 200.4 | 560.32 | 3049.3774 | 634.008 | 329.992 | 634.008 | 2415.3694 | 3049.3774 | -2415.3694 | 9900 | 0 | -1814.1615 | 0.99
2016-11-07 13:00 | 180000 | 50 | 0 | 200.4 | 150.4 | 200.4 | 560.32 | 3347.6013 | 240.519 | 723.481 | 240.519 | 3107.0824 | 3347.6013 | -3107.0824 | 9900 | 0 | -2415.3694 | 0.99
2016-11-07 14:00 | 180000 | 50 | 0 | 200.4 | 150.4 | 200.4 | 560.32 | 3140.6368 | 240.519 | 723.481 | 240.519 | 2900.1179 | 3140.6368 | -2900.1179 | 9900 | 0 | -3107.0824 | 0.99
2016-11-07 15:00 | 180000 | 50 | 0 | 200.4 | 150.4 | 200.4 | 560.32 | 2618.6556 | 240.519 | 723.481 | 240.519 | 2378.1367 | 2618.6556 | -2378.1367 | 9900 | 0 | -2900.1179 | 0.99
2016-11-07 16:00 | 180000 | 50 | 0 | 200.4 | 150.4 | 200.4 | 560.32 | 1971.4297 | 240.519 | 723.481 | 240.519 | 1730.9107 | 1971.4297 | -1730.9107 | 9900 | 0 | -2378.1367 | 0.99
2016-11-07 17:00 | 180000 | 50 | 0 | 200.4 | 150.4 | 200.4 | 560.32 | 1326.5784 | 240.519 | 723.481 | 240.519 | 1086.0594 | 1326.5784 | -1086.0594 | 9900 | 0 | -1730.9107 | 0.99
2016-11-07 18:00 | 180000 | 50 | -16.6 | 33.4 | 150.4 | 33.4 | 93.3867 | 160.6667 | -562.8144 | 723.481 | -562.8144 | 723.481 | 382.0401 | -944.8544 | 9900 | 0 | -1086.0594 | 0.99
2016-11-07 19:00 | 179983.4 | 50 | -16.6 | 33.4 | 0 | 33.4 | 93.3867 | 160.6667 | 160.6667 | 0 | 160.6667 | 0 | 167.0187 | -6.3521 | 9900 | 0 | -944.8544 | 0.99
2016-11-07 20:00 | 179966.8 | 50 | -16.6 | 33.4 | 0 | 33.4 | 93.3867 | 160.6667 | 160.6667 | 0 | 160.6667 | 0 | 172.3406 | -11.6739 | 9900 | 0 | -6.3521 | 0.99
2016-11-07 21:00 | 179950.2 | 50 | -16.6 | 33.4 | 0 | 33.4 | 93.3867 | 160.6667 | 160.6667 | 0 | 160.6667 | 0 | 111.1458 | 49.5209 | 9900 | 0 | -11.6739 | 0.99
2016-11-07 22:00 | 179933.6 | 50 | -16.6 | 33.4 | 0 | 33.4 | 93.3867 | 160.6667 | 160.6667 | 0 | 160.6667 | 0 | 79.3394 | 81.3273 | 9855.4312 | 49.5209 | 0 | 0.98554
2016-11-07 23:00 | 179917 | 50 | -16.6 | 33.4 | 0 | 33.4 | 93.3867 | 160.6667 | 160.6667 | 0 | 160.6667 | 0 | 87.1907 | 73.476 | 9782.2366 | 81.3273 | 0 | 0.97822
2016-11-08 | 179900.4 | 50 | -16.6 | 33.4 | 0 | 33.4 | 93.3867 | 160.6667 | 160.6667 | 0 | 160.6667 | 0 | 109.6912 | 50.9754 | 9716.1083 | 73.476 | 0 | 0.97161
2016-11-08 01:00 | 179883.8 | 50 | -16.6 | 33.4 | 0 | 33.4 | 93.3867 | 160.6667 | 160.6667 | 0 | 160.6667 | 0 | 133.6104 | 27.0563 | 9670.2304 | 50.9754 | 0 | 0.96702
2016-11-08 02:00 | 179867.2 | 50 | -16.6 | 33.4 | 0 | 33.4 | 93.3867 | 160.6667 | 160.6667 | 0 | 160.6667 | 0 | 118.8456 | 41.8211 | 9645.8797 | 27.0563 | 0 | 0.96459
2016-11-08 03:00 | 179850.6 | 50 | -16.6 | 33.4 | 0 | 33.4 | 93.3867 | 160.6667 | 160.6667 | 0 | 160.6667 | 0 | 123.4055 | 37.2612 | 9608.2407 | 41.8211 | 0 | 0.96082
2016-11-08 04:00 | 179834 | 50 | -16.6 | 33.4 | 0 | 33.4 | 93.3867 | 160.6667 | 160.6667 | 0 | 160.6667 | 0 | 91.9765 | 68.6902 | 9574.7057 | 37.2612 | 0 | 0.95747
2016-11-08 05:00 | 179817.4 | 50 | -16.6 | 33.4 | 0 | 33.4 | 93.3867 | 160.6667 | 160.6667 | 0 | 160.6667 | 0 | 67.0447 | 93.6219 | 9512.8845 | 68.6902 | 0 | 0.95129
2016-11-08 06:00 | 179800.8 | 50 | -16.6 | 33.4 | 0 | 33.4 | 93.3867 | 160.6667 | 160.6667 | 0 | 160.6667 | 0 | 49.3844 | 111.2823 | 9428.6248 | 93.6219 | 0 | 0.94286
2016-11-08 07:00 | 179784.2 | 50 | -16.6 | 33.4 | 0 | 33.4 | 93.3867 | 160.6667 | 160.6667 | 0 | 160.6667 | 0 | 29.1653 | 131.5014 | 9328.4708 | 111.2823 | 0 | 0.93285
2016-11-08 08:00 | 179767.6 | 50 | -50 | 0 | 0 | 0 | 0 | 160.6667 | 0 | 0 | 0 | 160.6667 | 684.3625 | -684.3625 | 9210.1195 | 131.5014 | 0 | 0.92101
2016-11-08 09:00 | 179717.6 | 50 | 150.4 | 200.4 | 0 | 200.4 | 560.32 | 1462.1117 | 964 | 0 | 964 | 498.1117 | 1462.1117 | -498.1117 | 9826.0457 | -684.3625 | 0 | 0.9826
2016-11-08 10:00 | 179868 | 50 | 132 | 200.4 | 0 | 200.4 | 560.32 | 2099.5324 | 964 | 0 | 964 | 1135.5324 | 2099.5324 | -1135.5324 | 9900 | -82.1714 | -580.2831 | 0.99
2016-11-08 11:00 | 180000 | 50 | 0 | 200.4 | 18.4 | 200.4 | 560.32 | 2558.1288 | 875.489 | 88.511 | 875.489 | 1682.6398 | 2558.1288 | -1682.6398 | 9900 | 0 | -1135.5324 | 0.99
2016-11-08 12:00 | 180000 | 50 | 0 | 200.4 | 150.4 | 200.4 | 560.32 | 2813.3359 | 240.519 | 723.481 | 240.519 | 2572.8169 | 2813.3359 | -2572.8169 | 9900 | 0 | -1682.6398 | 0.99
2016-11-08 13:00 | 180000 | 50 | 0 | 200.4 | 150.4 | 200.4 | 560.32 | 2845.5036 | 240.519 | 723.481 | 240.519 | 2604.9847 | 2845.5036 | -2604.9847 | 9900 | 0 | -2572.8169 | 0.99
2016-11-08 14:00 | 180000 | 50 | 0 | 200.4 | 150.4 | 200.4 | 560.32 | 2641.7281 | 240.519 | 723.481 | 240.519 | 2401.2091 | 2641.7281 | -2401.2091 | 9900 | 0 | -2604.9847 | 0.99
2016-11-08 15:00 | 180000 | 50 | 0 | 200.4 | 150.4 | 200.4 | 560.32 | 2227.7697 | 240.519 | 723.481 | 240.519 | 1987.2507 | 2227.7697 | -1987.2507 | 9900 | 0 | -2401.2091 | 0.99
2016-11-08 16:00 | 180000 | 50 | 0 | 200.4 | 150.4 | 200.4 | 560.32 | 1123.3395 | 240.519 | 723.481 | 240.519 | 882.8205 | 1123.3395 | -882.8205 | 9900 | 0 | -1987.2507 | 0.99
2016-11-08 17:00 | 180000 | 50 | 0 | 200.4 | 150.4 | 200.4 | 560.32 | 1111.4917 | 240.519 | 723.481 | 240.519 | 870.9728 | 1111.4917 | -870.9728 | 9900 | 0 | -882.8205 | 0.99
2016-11-08 18:00 | 180000 | 50 | -16.6 | 33.4 | 150.4 | 33.4 | 93.3867 | 160.6667 | -562.8144 | 723.481 | -562.8144 | 723.481 | 149.8412 | -712.6556 | 9900 | 0 | -870.9728 | 0.99
2016-11-08 19:00 | 179983.4 | 50 | -16.6 | 33.4 | 0 | 33.4 | 93.3867 | 160.6667 | 160.6667 | 0 | 160.6667 | 0 | 7.701 | 152.9657 | 9900 | 0 | -712.6556 | 0.99
2016-11-08 20:00 | 179966.8 | 50 | -16.6 | 33.4 | 0 | 33.4 | 93.3867 | 160.6667 | 160.6667 | 0 | 160.6667 | 0 | 11.7348 | 148.9319 | 9762.3309 | 152.9657 | 0 | 0.97623
2016-11-08 21:00 | 179950.2 | 50 | -16.6 | 33.4 | 0 | 33.4 | 93.3867 | 160.6667 | 160.6667 | 0 | 160.6667 | 0 | 8.612 | 152.0547 | 9628.2922 | 148.9319 | 0 | 0.96283
2016-11-08 22:00 | 179933.6 | 50 | -16.6 | 33.4 | 0 | 33.4 | 93.3867 | 160.6667 | 160.6667 | 0 | 160.6667 | 0 | 71.3087 | 89.358 | 9491.443 | 152.0547 | 0 | 0.94914
2016-11-08 23:00 | 179917 | 50 | -16.6 | 33.4 | 0 | 33.4 | 93.3867 | 160.6667 | 160.6667 | 0 | 160.6667 | 0 | 1.9532 | 158.7134 | 9411.0208 | 89.358 | 0 | 0.9411
2016-11-09 | 179900.4 | 50 | -16.6 | 33.4 | 0 | 33.4 | 93.3867 | 160.6667 | 160.6667 | 0 | 160.6667 | 0 | 0.86508 | 159.8016 | 9268.1787 | 158.7134 | 0 | 0.92682
2016-11-09 01:00 | 179883.8 | 50 | -16.6 | 33.4 | 0 | 33.4 | 93.3867 | 160.6667 | 160.6667 | 0 | 160.6667 | 0 | 0.37013 | 160.2965 | 9124.3573 | 159.8016 | 0 | 0.91244
2016-11-09 02:00 | 179867.2 | 50 | -16.6 | 33.4 | 0 | 33.4 | 93.3867 | 160.6667 | 160.6667 | 0 | 160.6667 | 0 | 0.74574 | 159.9209 | 8980.0904 | 160.2965 | 0 | 0.89801
2016-11-09 03:00 | 179850.6 | 50 | -16.6 | 33.4 | 0 | 33.4 | 93.3867 | 160.6667 | 160.6667 | 0 | 160.6667 | 0 | 3.4228 | 157.2439 | 8836.1616 | 159.9209 | 0 | 0.88362
2016-11-09 04:00 | 179834 | 50 | -16.6 | 33.4 | 0 | 33.4 | 93.3867 | 160.6667 | 160.6667 | 0 | 160.6667 | 0 | 2.318 | 158.3486 | 8694.6421 | 157.2439 | 0 | 0.86946
2016-11-09 05:00 | 179817.4 | 50 | -16.6 | 33.4 | 0 | 33.4 | 93.3867 | 160.6667 | 160.6667 | 0 | 160.6667 | 0 | 6.9922 | 153.6745 | 8552.1284 | 158.3486 | 0 | 0.85521
2016-11-09 06:00 | 179800.8 | 50 | -16.6 | 33.4 | 0 | 33.4 | 93.3867 | 160.6667 | 160.6667 | 0 | 160.6667 | 0 | 0.34776 | 160.3189 | 8413.8214 | 153.6745 | 0 | 0.84138
2016-11-09 07:00 | 179784.2 | 50 | -16.6 | 33.4 | 0 | 33.4 | 93.3867 | 160.6667 | 160.6667 | 0 | 160.6667 | 0 | 0.38052 | 160.2861 | 8269.5343 | 160.3189 | 0 | 0.82695
2016-11-09 08:00 | 179767.6 | 50 | -50 | 0 | 0 | 0 | 0 | 160.6667 | 0 | 0 | 0 | 160.6667 | 662.002 | -662.002 | 8125.2768 | 160.2861 | 0 | 0.81253
2016-11-09 09:00 | 179717.6 | 50 | 150.4 | 200.4 | 0 | 200.4 | 560.32 | 1434.5745 | 964 | 0 | 964 | 470.5745 | 1434.5745 | -470.5745 | 8721.0786 | -662.002 | 0 | 0.87211
2016-11-09 10:00 | 179868 | 50 | 132 | 200.4 | 0 | 200.4 | 560.32 | 2135.6649 | 964 | 0 | 964 | 1171.6649 | 2135.6649 | -1171.6649 | 9144.5956 | -470.5745 | 0 | 0.91446
2016-11-09 11:00 | 180000 | 50 | 0 | 200.4 | 18.4 | 200.4 | 560.32 | 1445.1898 | 875.489 | 88.511 | 875.489 | 569.7008 | 1445.1898 | -569.7008 | 9900 | -839.3382 | -2011.0031 | 0.99
2016-11-09 12:00 | 180000 | 50 | 0 | 200.4 | 150.4 | 200.4 | 560.32 | 3237.6051 | 240.519 | 723.481 | 240.519 | 2997.0861 | 3237.6051 | -2997.0861 | 9900 | 0 | -569.7008 | 0.99
2016-11-09 13:00 | 180000 | 50 | 0 | 200.4 | 150.4 | 200.4 | 560.32 | 3302.7686 | 240.519 | 723.481 | 240.519 | 3062.2496 | 3302.7686 | -3062.2496 | 9900 | 0 | -2997.0861 | 0.99
2016-11-09 14:00 | 180000 | 50 | 0 | 200.4 | 150.4 | 200.4 | 560.32 | 3161.7627 | 240.519 | 723.481 | 240.519 | 2921.2438 | 3161.7627 | -2921.2438 | 9900 | 0 | -3062.2496 | 0.99
2016-11-09 15:00 | 180000 | 50 | 0 | 200.4 | 150.4 | 200.4 | 560.32 | 2643.0071 | 240.519 | 723.481 | 240.519 | 2402.4881 | 2643.0071 | -2402.4881 | 9900 | 0 | -2921.2438 | 0.99
2016-11-09 16:00 | 180000 | 50 | 0 | 200.4 | 150.4 | 200.4 | 560.32 | 1934.1403 | 240.519 | 723.481 | 240.519 | 1693.6213 | 1934.1403 | -1693.6213 | 9900 | 0 | -2402.4881 | 0.99
2016-11-09 17:00 | 180000 | 50 | 0 | 200.4 | 150.4 | 200.4 | 560.32 | 1002.0003 | 240.519 | 723.481 | 240.519 | 761.4813 | 1002.0003 | -761.4813 | 9900 | 0 | -1693.6213 | 0.99
2016-11-09 18:00 | 180000 | 50 | -16.6 | 33.4 | 150.4 | 33.4 | 93.3867 | 160.6667 | -562.8144 | 723.481 | -562.8144 | 723.481 | 119.619 | -682.4334 | 9900 | 0 | -761.4813 | 0.99
2016-11-09 19:00 | 179983.4 | 50 | -16.6 | 33.4 | 0 | 33.4 | 93.3867 | 160.6667 | 160.6667 | 0 | 160.6667 | 0 | 122.0779 | 38.5887 | 9900 | 0 | -682.4334 | 0.99
2016-11-09 20:00 | 179966.8 | 50 | -16.6 | 33.4 | 0 | 33.4 | 93.3867 | 160.6667 | 160.6667 | 0 | 160.6667 | 0 | 83.9377 | 76.729 | 9865.2701 | 38.5887 | 0 | 0.98653
2016-11-09 21:00 | 179950.2 | 50 | -16.6 | 33.4 | 0 | 33.4 | 93.3867 | 160.6667 | 160.6667 | 0 | 160.6667 | 0 | 53.6618 | 107.0048 | 9796.214 | 76.729 | 0 | 0.97962
2016-11-09 22:00 | 179933.6 | 50 | -16.6 | 33.4 | 0 | 33.4 | 93.3867 | 160.6667 | 160.6667 | 0 | 160.6667 | 0 | 42.3049 | 118.3618 | 9699.9097 | 107.0048 | 0 | 0.96999
2016-11-09 23:00 | 179917 | 50 | -16.6 | 33.4 | 0 | 33.4 | 93.3867 | 160.6667 | 160.6667 | 0 | 160.6667 | 0 | 24.3346 | 136.332 | 9593.3841 | 118.3618 | 0 | 0.95934
2016-11-10 | 179900.4 | 50 | -16.6 | 33.4 | 0 | 33.4 | 93.3867 | 160.6667 | 160.6667 | 0 | 160.6667 | 0 | 37.8789 | 122.7877 | 9470.6853 | 136.332 | 0 | 0.94707
2016-11-10 01:00 | 179883.8 | 50 | -16.6 | 33.4 | 0 | 33.4 | 93.3867 | 160.6667 | 160.6667 | 0 | 160.6667 | 0 | 61.0931 | 99.5736 | 9360.1763 | 122.7877 | 0 | 0.93602
2016-11-10 02:00 | 179867.2 | 50 | -16.6 | 33.4 | 0 | 33.4 | 93.3867 | 160.6667 | 160.6667 | 0 | 160.6667 | 0 | 42.5354 | 118.1312 | 9270.5601 | 99.5736 | 0 | 0.92706
2016-11-10 03:00 | 179850.6 | 50 | -16.6 | 33.4 | 0 | 33.4 | 93.3867 | 160.6667 | 160.6667 | 0 | 160.6667 | 0 | 33.161 | 127.5057 | 9164.242 | 118.1312 | 0 | 0.91642
2016-11-10 04:00 | 179834 | 50 | -16.6 | 33.4 | 0 | 33.4 | 93.3867 | 160.6667 | 160.6667 | 0 | 160.6667 | 0 | 40.5683 | 120.0983 | 9049.4869 | 127.5057 | 0 | 0.90495
2016-11-10 05:00 | 179817.4 | 50 | -16.6 | 33.4 | 0 | 33.4 | 93.3867 | 160.6667 | 160.6667 | 0 | 160.6667 | 0 | 63.8162 | 96.8505 | 8941.3984 | 120.0983 | 0 | 0.89414
2016-11-10 06:00 | 179800.8 | 50 | -16.6 | 33.4 | 0 | 33.4 | 93.3867 | 160.6667 | 160.6667 | 0 | 160.6667 | 0 | 52.3863 | 108.2804 | 8854.2329 | 96.8505 | 0 | 0.88542
2016-11-10 07:00 | 179784.2 | 50 | -16.6 | 33.4 | 0 | 33.4 | 93.3867 | 160.6667 | 160.6667 | 0 | 160.6667 | 0 | 39.6565 | 121.0102 | 8756.7806 | 108.2804 | 0 | 0.87568
2016-11-10 08:00 | 179767.6 | 50 | -50 | 0 | 0 | 0 | 0 | 160.6667 | 0 | 0 | 0 | 160.6667 | 664.6922 | -664.6922 | 8647.8714 | 121.0102 | 0 | 0.86479
2016-11-10 09:00 | 179717.6 | 50 | 150.4 | 200.4 | 0 | 200.4 | 560.32 | 1448.9818 | 964 | 0 | 964 | 484.9818 | 1448.9818 | -484.9818 | 9246.0945 | -664.6922 | 0 | 0.92461
2016-11-10 10:00 | 179868 | 50 | 132 | 200.4 | 0 | 200.4 | 560.32 | 2139.3601 | 964 | 0 | 964 | 1175.3601 | 2139.3601 | -1175.3601 | 9682.5781 | -484.9818 | 0 | 0.96826
2016-11-10 11:00 | 180000 | 50 | 0 | 200.4 | 18.4 | 200.4 | 560.32 | 2641.1291 | 875.489 | 88.511 | 875.489 | 1765.64 | 2641.1291 | -1765.64 | 9900 | -241.5799 | -1416.9401 | 0.99
2016-11-10 12:00 | 180000 | 50 | 0 | 200.4 | 150.4 | 200.4 | 560.32 | 2863.684 | 240.519 | 723.481 | 240.519 | 2623.165 | 2863.684 | -2623.165 | 9900 | 0 | -1765.64 | 0.99
2016-11-10 13:00 | 180000 | 50 | 0 | 200.4 | 150.4 | 200.4 | 560.32 | 2905.6151 | 240.519 | 723.481 | 240.519 | 2665.0961 | 2905.6151 | -2665.0961 | 9900 | 0 | -2623.165 | 0.99
2016-11-10 14:00 | 180000 | 50 | 0 | 200.4 | 150.4 | 200.4 | 560.32 | 2722.0805 | 240.519 | 723.481 | 240.519 | 2481.5616 | 2722.0805 | -2481.5616 | 9900 | 0 | -2665.0961 | 0.99
2016-11-10 15:00 | 180000 | 50 | 0 | 200.4 | 150.4 | 200.4 | 560.32 | 2312.1592 | 240.519 | 723.481 | 240.519 | 2071.6402 | 2312.1592 | -2071.6402 | 9900 | 0 | -2481.5616 | 0.99
2016-11-10 16:00 | 180000 | 50 | 0 | 200.4 | 150.4 | 200.4 | 560.32 | 1709.2144 | 240.519 | 723.481 | 240.519 | 1468.6955 | 1709.2144 | -1468.6955 | 9900 | 0 | -2071.6402 | 0.99
2016-11-10 17:00 | 180000 | 50 | 0 | 200.4 | 150.4 | 200.4 | 560.32 | 978.824 | 240.519 | 723.481 | 240.519 | 738.3051 | 978.824 | -738.3051 | 9900 | 0 | -1468.6955 | 0.99
2016-11-10 18:00 | 180000 | 50 | -16.6 | 33.4 | 150.4 | 33.4 | 93.3867 | 160.6667 | -562.8144 | 723.481 | -562.8144 | 723.481 | 161.5584 | -724.3728 | 9900 | 0 | -738.3051 | 0.99
2016-11-10 19:00 | 179983.4 | 50 | -16.6 | 33.4 | 0 | 33.4 | 93.3867 | 160.6667 | 160.6667 | 0 | 160.6667 | 0 | 112.785 | 47.8817 | 9900 | 0 | -724.3728 | 0.99
2016-11-10 20:00 | 179966.8 | 50 | -16.6 | 33.4 | 0 | 33.4 | 93.3867 | 160.6667 | 160.6667 | 0 | 160.6667 | 0 | 51.4232 | 109.2434 | 9856.9065 | 47.8817 | 0 | 0.98569
2016-11-10 21:00 | 179950.2 | 50 | -16.6 | 33.4 | 0 | 33.4 | 93.3867 | 160.6667 | 160.6667 | 0 | 160.6667 | 0 | 32.6538 | 128.0128 | 9758.5874 | 109.2434 | 0 | 0.97586
2016-11-10 22:00 | 179933.6 | 50 | -16.6 | 33.4 | 0 | 33.4 | 93.3867 | 160.6667 | 160.6667 | 0 | 160.6667 | 0 | 48.0167 | 112.65 | 9643.3758 | 128.0128 | 0 | 0.96434
2016-11-10 23:00 | 179917 | 50 | -16.6 | 33.4 | 0 | 33.4 | 93.3867 | 160.6667 | 160.6667 | 0 | 160.6667 | 0 | 29.6878 | 130.9788 | 9541.9908 | 112.65 | 0 | 0.9542
2016-11-11 | 179900.4 | 50 | -16.6 | 33.4 | 0 | 33.4 | 93.3867 | 160.6667 | 160.6667 | 0 | 160.6667 | 0 | 34.0165 | 126.6502 | 9424.1099 | 130.9788 | 0 | 0.94241
2016-11-11 01:00 | 179883.8 | 50 | -16.6 | 33.4 | 0 | 33.4 | 93.3867 | 160.6667 | 160.6667 | 0 | 160.6667 | 0 | 22.5398 | 138.1268 | 9310.1247 | 126.6502 | 0 | 0.93101
2016-11-11 02:00 | 179867.2 | 50 | -16.6 | 33.4 | 0 | 33.4 | 93.3867 | 160.6667 | 160.6667 | 0 | 160.6667 | 2.8422e-14 | 26.8806 | 133.7861 | 9185.8105 | 138.1268 | 0 | 0.91858
2016-11-11 03:00 | 179850.6 | 50 | -16.6 | 33.4 | 0 | 33.4 | 93.3867 | 160.6667 | 160.6667 | 0 | 160.6667 | 0 | 54.2253 | 106.4413 | 9065.403 | 133.7861 | 0 | 0.90654
2016-11-11 04:00 | 179834 | 50 | -16.6 | 33.4 | 0 | 33.4 | 93.3867 | 160.6667 | 160.6667 | 0 | 160.6667 | 0 | 19.4554 | 141.2113 | 8969.6058 | 106.4413 | 0 | 0.89696
2016-11-11 05:00 | 179817.4 | 50 | -16.6 | 33.4 | 0 | 33.4 | 93.3867 | 160.6667 | 160.6667 | 0 | 160.6667 | 0 | 98.7679 | 61.8988 | 8842.5157 | 141.2113 | 0 | 0.88425
2016-11-11 06:00 | 179800.8 | 50 | -16.6 | 33.4 | 0 | 33.4 | 93.3867 | 160.6667 | 160.6667 | 0 | 160.6667 | 0 | 95.3681 | 65.2985 | 8786.8068 | 61.8988 | 0 | 0.87868
2016-11-11 07:00 | 179784.2 | 50 | -16.6 | 33.4 | 0 | 33.4 | 93.3867 | 160.6667 | 160.6667 | 0 | 160.6667 | 0 | 119.9538 | 40.7129 | 8728.0381 | 65.2985 | 0 | 0.8728
2016-11-11 08:00 | 179767.6 | 50 | -50 | 0 | 0 | 0 | 0 | 160.6667 | 0 | 0 | 0 | 160.6667 | 800.0837 | -800.0837 | 8691.3965 | 40.7129 | 0 | 0.86914
2016-11-11 09:00 | 179717.6 | 50 | 150.4 | 200.4 | 0 | 200.4 | 560.32 | 994.7371 | 964 | 0 | 964 | 30.7371 | 994.7371 | -30.7371 | 9411.4719 | -800.0837 | 0 | 0.94115
2016-11-11 10:00 | 179868 | 50 | 132 | 200.4 | 0 | 200.4 | 560.32 | 2319.3642 | 964 | 0 | 964 | 1355.3642 | 2319.3642 | -1355.3642 | 9439.1353 | -30.7371 | 0 | 0.94391
2016-11-11 11:00 | 180000 | 50 | 0 | 200.4 | 18.4 | 200.4 | 560.32 | 2960.6225 | 875.489 | 88.511 | 875.489 | 2085.1335 | 2960.6225 | -2085.1335 | 9900 | -512.0719 | -1867.4361 | 0.99
2016-11-11 12:00 | 180000 | 50 | 0 | 200.4 | 150.4 | 200.4 | 560.32 | 3519.2621 | 240.519 | 723.481 | 240.519 | 3278.7432 | 3519.2621 | -3278.7432 | 9900 | 0 | -2085.1335 | 0.99
2016-11-11 13:00 | 180000 | 50 | 0 | 200.4 | 150.4 | 200.4 | 560.32 | 3504.4202 | 240.519 | 723.481 | 240.519 | 3263.9012 | 3504.4202 | -3263.9012 | 9900 | 0 | -3278.7432 | 0.99
2016-11-11 14:00 | 180000 | 50 | 0 | 200.4 | 150.4 | 200.4 | 560.32 | 3344.5463 | 240.519 | 723.481 | 240.519 | 3104.0273 | 3344.5463 | -3104.0273 | 9900 | 0 | -3263.9012 | 0.99
2016-11-11 15:00 | 180000 | 50 | 0 | 200.4 | 150.4 | 200.4 | 560.32 | 2961.3385 | 240.519 | 723.481 | 240.519 | 2720.8195 | 2961.3385 | -2720.8195 | 9900 | 0 | -3104.0273 | 0.99
2016-11-11 16:00 | 180000 | 50 | 0 | 200.4 | 150.4 | 200.4 | 560.32 | 2381.8487 | 240.519 | 723.481 | 240.519 | 2141.3297 | 2381.8487 | -2141.3297 | 9900 | 0 | -2720.8195 | 0.99
2016-11-11 17:00 | 180000 | 50 | 0 | 200.4 | 150.4 | 200.4 | 560.32 | 1563.3767 | 240.519 | 723.481 | 240.519 | 1322.8577 | 1563.3767 | -1322.8577 | 9900 | 0 | -2141.3297 | 0.99
2016-11-11 18:00 | 180000 | 50 | -50 | 0 | 150.4 | 0 | 0 | 160.6667 | -723.481 | 723.481 | -723.481 | 884.1477 | 444.5856 | -1168.0666 | 9900 | 0 | -1322.8577 | 0.99
2016-11-11 19:00 | 179950 | 50 | -16.6 | 33.4 | 0 | 33.4 | 93.3867 | 160.6667 | 160.6667 | 0 | 160.6667 | 0 | 211.4791 | -50.8124 | 9900 | 0 | -1168.0666 | 0.99
2016-11-11 20:00 | 179933.4 | 50 | -16.6 | 33.4 | 0 | 33.4 | 93.3867 | 160.6667 | 160.6667 | 0 | 160.6667 | 0 | 121.3391 | 39.3276 | 9900 | 0 | -50.8124 | 0.99
2016-11-11 21:00 | 179916.8 | 50 | -16.6 | 33.4 | 0 | 33.4 | 93.3867 | 160.6667 | 160.6667 | 0 | 160.6667 | 0 | 129.4199 | 31.2468 | 9864.6052 | 39.3276 | 0 | 0.98646
2016-11-11 22:00 | 179900.2 | 50 | -16.6 | 33.4 | 0 | 33.4 | 93.3867 | 160.6667 | 160.6667 | 0 | 160.6667 | 0 | 162.8629 | -2.1962 | 9836.4831 | 31.2468 | 0 | 0.98365
2016-11-11 23:00 | 179883.6 | 50 | -16.6 | 33.4 | 0 | 33.4 | 93.3867 | 160.6667 | 160.6667 | 0 | 160.6667 | 0 | 250.9394 | -90.2727 | 9838.4597 | -2.1962 | 0 | 0.98385
2016-11-12 | 179867 | 50 | -16.6 | 33.4 | 0 | 33.4 | 93.3867 | 160.6667 | 160.6667 | 0 | 160.6667 | 0 | 209.2615 | -48.5948 | 9900 | -68.3781 | -158.6508 | 0.99
2016-11-12 01:00 | 179850.4 | 50 | -16.6 | 33.4 | 0 | 33.4 | 93.3867 | 160.6667 | 160.6667 | 0 | 160.6667 | 0 | 141.6912 | 18.9754 | 9900 | 0 | -48.5948 | 0.99
2016-11-12 02:00 | 179833.8 | 50 | -16.6 | 33.4 | 0 | 33.4 | 93.3867 | 160.6667 | 160.6667 | 0 | 160.6667 | 0 | 206.3101 | -45.6434 | 9882.9221 | 18.9754 | 0 | 0.98829
2016-11-12 03:00 | 179817.2 | 50 | -16.6 | 33.4 | 0 | 33.4 | 93.3867 | 160.6667 | 160.6667 | 0 | 160.6667 | 0 | 124.8369 | 35.8297 | 9900 | -18.9754 | -64.6188 | 0.99
2016-11-12 04:00 | 179800.6 | 50 | -16.6 | 33.4 | 0 | 33.4 | 93.3867 | 160.6667 | 160.6667 | 0 | 160.6667 | 0 | 236.0358 | -75.3692 | 9867.7532 | 35.8297 | 0 | 0.98678
2016-11-12 05:00 | 179784 | 50 | -16.6 | 33.4 | 0 | 33.4 | 93.3867 | 160.6667 | 160.6667 | 0 | 160.6667 | 0 | 79.747 | 80.9196 | 9900 | -35.8297 | -111.1989 | 0.99
2016-11-12 06:00 | 179767.4 | 50 | -16.6 | 33.4 | 0 | 33.4 | 93.3867 | 160.6667 | 160.6667 | 0 | 160.6667 | 0 | 156.3636 | 4.303 | 9827.1723 | 80.9196 | 0 | 0.98272
2016-11-12 07:00 | 179750.8 | 50 | -16.6 | 33.4 | 0 | 33.4 | 93.3867 | 160.6667 | 160.6667 | 0 | 160.6667 | 0 | 135.7806 | 24.886 | 9823.2996 | 4.303 | 0 | 0.98233
2016-11-12 08:00 | 179734.2 | 50 | -50 | 0 | 0 | 0 | 0 | 160.6667 | 0 | 0 | 0 | 160.6667 | 816.1161 | -816.1161 | 9800.9022 | 24.886 | 0 | 0.98009
2016-11-12 09:00 | 179684.2 | 50 | 150.4 | 200.4 | 0 | 200.4 | 560.32 | 1972.6243 | 964 | 0 | 964 | 1008.6243 | 1972.6243 | -1008.6243 | 9900 | -110.1087 | -926.2248 | 0.99
2016-11-12 10:00 | 179834.6 | 50 | 150.4 | 200.4 | 0 | 200.4 | 560.32 | 2669.7507 | 964 | 0 | 964 | 1705.7507 | 2669.7507 | -1705.7507 | 9900 | 0 | -1008.6243 | 0.99
2016-11-12 11:00 | 179985 | 50 | 15 | 200.4 | 0 | 200.4 | 560.32 | 1807.5397 | 964 | 0 | 964 | 843.5397 | 1807.5397 | -843.5397 | 9900 | 0 | -1705.7507 | 0.99
2016-11-12 12:00 | 180000 | 50 | 0 | 200.4 | 135.4 | 200.4 | 560.32 | 3500.9866 | 312.6747 | 651.3253 | 312.6747 | 3188.3119 | 3500.9866 | -3188.3119 | 9900 | 0 | -843.5397 | 0.99
2016-11-12 13:00 | 180000 | 50 | 0 | 200.4 | 150.4 | 200.4 | 560.32 | 3541.1267 | 240.519 | 723.481 | 240.519 | 3300.6078 | 3541.1267 | -3300.6078 | 9900 | 0 | -3188.3119 | 0.99
2016-11-12 14:00 | 180000 | 50 | 0 | 200.4 | 150.4 | 200.4 | 560.32 | 3151.1198 | 240.519 | 723.481 | 240.519 | 2910.6008 | 3151.1198 | -2910.6008 | 9900 | 0 | -3300.6078 | 0.99
2016-11-12 15:00 | 180000 | 50 | 0 | 200.4 | 150.4 | 200.4 | 560.32 | 2589.3378 | 240.519 | 723.481 | 240.519 | 2348.8188 | 2589.3378 | -2348.8188 | 9900 | 0 | -2910.6008 | 0.99
2016-11-12 16:00 | 180000 | 50 | 0 | 200.4 | 150.4 | 200.4 | 560.32 | 1958.1391 | 240.519 | 723.481 | 240.519 | 1717.6201 | 1958.1391 | -1717.6201 | 9900 | 0 | -2348.8188 | 0.99
2016-11-12 17:00 | 180000 | 50 | 0 | 200.4 | 150.4 | 200.4 | 560.32 | 1166.8726 | 240.519 | 723.481 | 240.519 | 926.3536 | 1166.8726 | -926.3536 | 9900 | 0 | -1717.6201 | 0.99
2016-11-12 18:00 | 180000 | 50 | -16.6 | 33.4 | 150.4 | 33.4 | 93.3867 | 160.6667 | -562.8144 | 723.481 | -562.8144 | 723.481 | 272.7422 | -835.5565 | 9900 | 0 | -926.3536 | 0.99
2016-11-12 19:00 | 179983.4 | 50 | -16.6 | 33.4 | 0 | 33.4 | 93.3867 | 160.6667 | 160.6667 | 0 | 160.6667 | 0 | 233.2148 | -72.5482 | 9900 | 0 | -835.5565 | 0.99
2016-11-12 20:00 | 179966.8 | 50 | -16.6 | 33.4 | 0 | 33.4 | 93.3867 | 160.6667 | 160.6667 | 0 | 160.6667 | 0 | 227.4263 | -66.7596 | 9900 | 0 | -72.5482 | 0.99
2016-11-12 21:00 | 179950.2 | 50 | -16.6 | 33.4 | 0 | 33.4 | 93.3867 | 160.6667 | 160.6667 | 0 | 160.6667 | 0 | 190.9826 | -30.3159 | 9900 | 0 | -66.7596 | 0.99
2016-11-12 22:00 | 179933.6 | 50 | -16.6 | 33.4 | 0 | 33.4 | 93.3867 | 160.6667 | 160.6667 | 0 | 160.6667 | 0 | 166.707 | -6.0404 | 9900 | 0 | -30.3159 | 0.99
2016-11-12 23:00 | 179917 | 50 | -16.6 | 33.4 | 0 | 33.4 | 93.3867 | 160.6667 | 160.6667 | 0 | 160.6667 | 0 | 186.7593 | -26.0926 | 9900 | 0 | -6.0404 | 0.99
2016-11-13 | 179900.4 | 50 | -16.6 | 33.4 | 0 | 33.4 | 93.3867 | 160.6667 | 160.6667 | 0 | 160.6667 | 0 | 178.6879 | -18.0212 | 9900 | 0 | -26.0926 | 0.99
2016-11-13 01:00 | 179883.8 | 50 | -16.6 | 33.4 | 0 | 33.4 | 93.3867 | 160.6667 | 160.6667 | 0 | 160.6667 | 0 | 124.0866 | 36.5801 | 9900 | 0 | -18.0212 | 0.99
2016-11-13 02:00 | 179867.2 | 50 | -16.6 | 33.4 | 0 | 33.4 | 93.3867 | 160.6667 | 160.6667 | 0 | 160.6667 | 0 | 149.1255 | 11.5411 | 9867.0779 | 36.5801 | 0 | 0.98671
2016-11-13 03:00 | 179850.6 | 50 | -16.6 | 33.4 | 0 | 33.4 | 93.3867 | 160.6667 | 160.6667 | 0 | 160.6667 | 0 | 97.9852 | 62.6814 | 9856.6909 | 11.5411 | 0 | 0.98567
2016-11-13 04:00 | 179834 | 50 | -16.6 | 33.4 | 0 | 33.4 | 93.3867 | 160.6667 | 160.6667 | 0 | 160.6667 | 0 | 44.7689 | 115.8978 | 9800.2776 | 62.6814 | 0 | 0.98003
2016-11-13 05:00 | 179817.4 | 50 | -16.6 | 33.4 | 0 | 33.4 | 93.3867 | 160.6667 | 160.6667 | 0 | 160.6667 | 0 | 16.7905 | 143.8762 | 9695.9696 | 115.8978 | 0 | 0.9696
2016-11-13 06:00 | 179800.8 | 50 | -16.6 | 33.4 | 0 | 33.4 | 93.3867 | 160.6667 | 160.6667 | 0 | 160.6667 | 2.8422e-14 | 17.2483 | 143.4183 | 9566.481 | 143.8762 | 0 | 0.95665
2016-11-13 07:00 | 179784.2 | 50 | -16.6 | 33.4 | 0 | 33.4 | 93.3867 | 160.6667 | 160.6667 | 0 | 160.6667 | 0 | 16.2065 | 144.4602 | 9437.4045 | 143.4183 | 0 | 0.94374
2016-11-13 08:00 | 179767.6 | 50 | -50 | 0 | 0 | 0 | 0 | 160.6667 | 0 | 0 | 0 | 160.6667 | 690.1589 | -690.1589 | 9307.3904 | 144.4602 | 0 | 0.93074
2016-11-13 09:00 | 179717.6 | 50 | 150.4 | 200.4 | 0 | 200.4 | 560.32 | 1018.3737 | 964 | 0 | 964 | 54.3737 | 1018.3737 | -54.3737 | 9900 | -658.4551 | -1348.614 | 0.99
2016-11-13 10:00 | 179868 | 50 | 132 | 200.4 | 0 | 200.4 | 560.32 | 2360.8134 | 964 | 0 | 964 | 1396.8134 | 2360.8134 | -1396.8134 | 9900 | 0 | -54.3737 | 0.99
2016-11-13 11:00 | 180000 | 50 | 0 | 200.4 | 18.4 | 200.4 | 560.32 | 2996.9995 | 875.489 | 88.511 | 875.489 | 2121.5105 | 2996.9995 | -2121.5105 | 9900 | 0 | -1396.8134 | 0.99
2016-11-13 12:00 | 180000 | 50 | 0 | 200.4 | 150.4 | 200.4 | 560.32 | 3313.2278 | 240.519 | 723.481 | 240.519 | 3072.7088 | 3313.2278 | -3072.7088 | 9900 | 0 | -2121.5105 | 0.99
2016-11-13 13:00 | 180000 | 50 | 0 | 200.4 | 150.4 | 200.4 | 560.32 | 3363.9282 | 240.519 | 723.481 | 240.519 | 3123.4093 | 3363.9282 | -3123.4093 | 9900 | 0 | -3072.7088 | 0.99
2016-11-13 14:00 | 180000 | 50 | 0 | 200.4 | 150.4 | 200.4 | 560.32 | 3203.1143 | 240.519 | 723.481 | 240.519 | 2962.5954 | 3203.1143 | -2962.5954 | 9900 | 0 | -3123.4093 | 0.99
2016-11-13 15:00 | 180000 | 50 | 0 | 200.4 | 150.4 | 200.4 | 560.32 | 2762.4192 | 240.519 | 723.481 | 240.519 | 2521.9003 | 2762.4192 | -2521.9003 | 9900 | 0 | -2962.5954 | 0.99
2016-11-13 16:00 | 180000 | 50 | 0 | 200.4 | 150.4 | 200.4 | 560.32 | 2035.6322 | 240.519 | 723.481 | 240.519 | 1795.1132 | 2035.6322 | -1795.1132 | 9900 | 0 | -2521.9003 | 0.99
2016-11-13 17:00 | 180000 | 50 | 0 | 200.4 | 150.4 | 200.4 | 560.32 | 1272.8827 | 240.519 | 723.481 | 240.519 | 1032.3638 | 1272.8827 | -1032.3638 | 9900 | 0 | -1795.1132 | 0.99
2016-11-13 18:00 | 180000 | 50 | -50 | 0 | 150.4 | 0 | 0 | 160.6667 | -723.481 | 723.481 | -723.481 | 884.1477 | 518.6905 | -1242.1715 | 9900 | 0 | -1032.3638 | 0.99
2016-11-13 19:00 | 179950 | 50 | -16.6 | 33.4 | 0 | 33.4 | 93.3867 | 160.6667 | 160.6667 | 0 | 160.6667 | 0 | 412.8947 | -252.228 | 9900 | 0 | -1242.1715 | 0.99
2016-11-13 20:00 | 179933.4 | 50 | -50 | 0 | 0 | 0 | 0 | 160.6667 | 0 | 0 | 0 | 160.6667 | 498.6776 | -498.6776 | 9900 | 0 | -252.228 | 0.99
2016-11-13 21:00 | 179883.4 | 50 | -16.6 | 33.4 | 0 | 33.4 | 93.3867 | 160.6667 | 160.6667 | 0 | 160.6667 | 0 | 373.0391 | -212.3725 | 9900 | 0 | -498.6776 | 0.99
2016-11-13 22:00 | 179866.8 | 50 | -16.6 | 33.4 | 0 | 33.4 | 93.3867 | 160.6667 | 160.6667 | 0 | 160.6667 | 0 | 240.9438 | -80.2772 | 9900 | 0 | -212.3725 | 0.99
2016-11-13 23:00 | 179850.2 | 50 | -16.6 | 33.4 | 0 | 33.4 | 93.3867 | 160.6667 | 160.6667 | 0 | 160.6667 | 0 | 205.2991 | -44.6325 | 9900 | 0 | -80.2772 | 0.99
2016-11-14 | 179833.6 | 50 | -16.6 | 33.4 | 0 | 33.4 | 93.3867 | 160.6667 | 160.6667 | 0 | 160.6667 | 0 | 231.4212 | -70.7545 | 9900 | 0 | -44.6325 | 0.99
2016-11-14 01:00 | 179817 | 50 | -16.6 | 33.4 | 0 | 33.4 | 93.3867 | 160.6667 | 160.6667 | 0 | 160.6667 | 0 | 239.1828 | -78.5161 | 9900 | 0 | -70.7545 | 0.99
2016-11-14 02:00 | 179800.4 | 50 | -16.6 | 33.4 | 0 | 33.4 | 93.3867 | 160.6667 | 160.6667 | 0 | 160.6667 | 0 | 275.3907 | -114.724 | 9900 | 0 | -78.5161 | 0.99
2016-11-14 03:00 | 179783.8 | 50 | -16.6 | 33.4 | 0 | 33.4 | 93.3867 | 160.6667 | 160.6667 | 0 | 160.6667 | 0 | 272.627 | -111.9604 | 9900 | 0 | -114.724 | 0.99
2016-11-14 04:00 | 179767.2 | 50 | -16.6 | 33.4 | 0 | 33.4 | 93.3867 | 160.6667 | 160.6667 | 0 | 160.6667 | 0 | 353.5977 | -192.931 | 9900 | 0 | -111.9604 | 0.99
2016-11-14 05:00 | 179750.6 | 50 | -16.6 | 33.4 | 0 | 33.4 | 93.3867 | 160.6667 | 160.6667 | 0 | 160.6667 | 0 | 381.5411 | -220.8745 | 9900 | 0 | -192.931 | 0.99
2016-11-14 06:00 | 179734 | 50 | -16.6 | 33.4 | 0 | 33.4 | 93.3867 | 160.6667 | 160.6667 | 0 | 160.6667 | 0 | 392.7862 | -232.1196 | 9900 | 0 | -220.8745 | 0.99
2016-11-14 07:00 | 179717.4 | 50 | -50 | 0 | 0 | 0 | 0 | 160.6667 | 0 | 0 | 0 | 160.6667 | 525.664 | -525.664 | 9900 | 0 | -232.1196 | 0.99
2016-11-14 08:00 | 179667.4 | 50 | 150.4 | 200.4 | 0 | 200.4 | 560.32 | 986.072 | 964 | 0 | 964 | 22.072 | 986.072 | -22.072 | 9900 | 0 | -525.664 | 0.99
2016-11-14 09:00 | 179817.8 | 50 | 150.4 | 200.4 | 0 | 200.4 | 560.32 | 2016.4365 | 964 | 0 | 964 | 1052.4365 | 2016.4365 | -1052.4365 | 9900 | 0 | -22.072 | 0.99
2016-11-14 10:00 | 179968.2 | 50 | 31.8 | 200.4 | 0 | 200.4 | 560.32 | 2529.8337 | 964 | 0 | 964 | 1565.8337 | 2529.8337 | -1565.8337 | 9900 | 0 | -1052.4365 | 0.99
2016-11-14 11:00 | 180000 | 50 | 0 | 200.4 | 118.6 | 200.4 | 560.32 | 3027.9668 | 393.489 | 570.511 | 393.489 | 2634.4778 | 3027.9668 | -2634.4778 | 9900 | 0 | -1565.8337 | 0.99
2016-11-14 12:00 | 180000 | 50 | 0 | 200.4 | 150.4 | 200.4 | 560.32 | 1776.255 | 240.519 | 723.481 | 240.519 | 1535.736 | 1776.255 | -1535.736 | 9900 | 0 | -2634.4778 | 0.99
2016-11-14 13:00 | 180000 | 50 | 0 | 200.4 | 150.4 | 200.4 | 560.32 | 3416.6781 | 240.519 | 723.481 | 240.519 | 3176.1592 | 3416.6781 | -3176.1592 | 9900 | 0 | -1535.736 | 0.99
2016-11-14 14:00 | 180000 | 50 | 0 | 200.4 | 150.4 | 200.4 | 560.32 | 3252.1566 | 240.519 | 723.481 | 240.519 | 3011.6376 | 3252.1566 | -3011.6376 | 9900 | 0 | -3176.1592 | 0.99
2016-11-14 15:00 | 180000 | 50 | 0 | 200.4 | 150.4 | 200.4 | 560.32 | 2493.0054 | 240.519 | 723.481 | 240.519 | 2252.4864 | 2493.0054 | -2252.4864 | 9900 | 0 | -3011.6376 | 0.99
2016-11-14 16:00 | 180000 | 50 | 0 | 200.4 | 150.4 | 200.4 | 560.32 | 2032.1501 | 240.519 | 723.481 | 240.519 | 1791.6312 | 2032.1501 | -1791.6312 | 9900 | 0 | -2252.4864 | 0.99
2016-11-14 17:00 | 180000 | 50 | 0 | 200.4 | 150.4 | 200.4 | 560.32 | 1412.6205 | 240.519 | 723.481 | 240.519 | 1172.1015 | 1412.6205 | -1172.1015 | 9900 | 0 | -1791.6312 | 0.99
2016-11-14 18:00 | 180000 | 50 | -50 | 0 | 150.4 | 0 | 0 | 160.6667 | -723.481 | 723.481 | -723.481 | 884.1477 | 621.3726 | -1344.8537 | 9900 | 0 | -1172.1015 | 0.99
2016-11-14 19:00 | 179950 | 50 | -50 | 0 | 0 | 0 | 0 | 160.6667 | 0 | 0 | 0 | 160.6667 | 614.7263 | -614.7263 | 9900 | 0 | -1344.8537 | 0.99
2016-11-14 20:00 | 179900 | 50 | -50 | 0 | 0 | 0 | 0 | 160.6667 | 0 | 0 | 0 | 160.6667 | 698.22 | -698.22 | 9900 | 0 | -614.7263 | 0.99
2016-11-14 21:00 | 179850 | 50 | -50 | 0 | 0 | 0 | 0 | 160.6667 | 0 | 0 | 0 | 160.6667 | 750.6472 | -750.6472 | 9900 | 0 | -698.22 | 0.99
2016-11-14 22:00 | 179800 | 50 | -50 | 0 | 0 | 0 | 0 | 160.6667 | 0 | 0 | 0 | 160.6667 | 709.0455 | -709.0455 | 9900 | 0 | -750.6472 | 0.99
2016-11-14 23:00 | 179750 | 50 | -50 | 0 | 0 | 0 | 0 | 160.6667 | 0 | 0 | 0 | 160.6667 | 627.5422 | -627.5422 | 9900 | 0 | -709.0455 | 0.99
2016-11-15 | 179700 | 50 | -16.6 | 33.4 | 0 | 33.4 | 93.3867 | 160.6667 | 160.6667 | 0 | 160.6667 | 2.8422e-14 | 458.0549 | -297.3882 | 9900 | 0 | -627.5422 | 0.99
2016-11-15 01:00 | 179683.4 | 50 | -50 | 0 | 0 | 0 | 0 | 160.6667 | 0 | 0 | 0 | 160.6667 | 610.172 | -610.172 | 9900 | 0 | -297.3882 | 0.99
2016-11-15 02:00 | 179633.4 | 50 | -50 | 0 | 0 | 0 | 0 | 160.6667 | 0 | 0 | 0 | 160.6667 | 577.9734 | -577.9734 | 9900 | 0 | -610.172 | 0.99
2016-11-15 03:00 | 179583.4 | 50 | -50 | 0 | 0 | 0 | 0 | 160.6667 | 0 | 0 | 0 | 160.6667 | 657.1723 | -657.1723 | 9900 | 0 | -577.9734 | 0.99
2016-11-15 04:00 | 179533.4 | 50 | -16.6 | 33.4 | 0 | 33.4 | 93.3867 | 160.6667 | 160.6667 | 0 | 160.6667 | 0 | 342.1017 | -181.4351 | 9900 | 0 | -657.1723 | 0.99
2016-11-15 05:00 | 179516.8 | 50 | -50 | 0 | 0 | 0 | 0 | 160.6667 | 0 | 0 | 0 | 160.6667 | 524.7564 | -524.7564 | 9900 | 0 | -181.4351 | 0.99
2016-11-15 06:00 | 179466.8 | 50 | -50 | 0 | 0 | 0 | 0 | 160.6667 | 0 | 0 | 0 | 160.6667 | 535.7657 | -535.7657 | 9900 | 0 | -524.7564 | 0.99
2016-11-15 07:00 | 179416.8 | 50 | -16.6 | 33.4 | 0 | 33.4 | 93.3867 | 160.6667 | 160.6667 | 0 | 160.6667 | 0 | 406.0406 | -245.3739 | 9900 | 0 | -535.7657 | 0.99
2016-11-15 08:00 | 179400.2 | 50 | 150.4 | 200.4 | 0 | 200.4 | 560.32 | 971.2949 | 964 | 0 | 964 | 7.2949 | 971.2949 | -7.2949 | 9900 | 0 | -245.3739 | 0.99
2016-11-15 09:00 | 179550.6 | 50 | 150.4 | 200.4 | 0 | 200.4 | 560.32 | 1702.0563 | 964 | 0 | 964 | 738.0563 | 1702.0563 | -738.0563 | 9900 | 0 | -7.2949 | 0.99
2016-11-15 10:00 | 179701 | 50 | 150.4 | 200.4 | 0 | 200.4 | 560.32 | 2715.8791 | 964 | 0 | 964 | 1751.8791 | 2715.8791 | -1751.8791 | 9900 | 0 | -738.0563 | 0.99
2016-11-15 11:00 | 179851.4 | 50 | 148.6 | 200.4 | 0 | 200.4 | 560.32 | 3105.1012 | 964 | 0 | 964 | 2141.1012 | 3105.1012 | -2141.1012 | 9900 | 0 | -1751.8791 | 0.99
2016-11-15 12:00 | 180000 | 50 | 0 | 200.4 | 1.8 | 200.4 | 560.32 | 3303.2776 | 955.3413 | 8.6587 | 955.3413 | 2347.9363 | 3303.2776 | -2347.9363 | 9900 | 0 | -2141.1012 | 0.99
2016-11-15 13:00 | 180000 | 50 | 0 | 200.4 | 150.4 | 200.4 | 560.32 | 3240.2344 | 240.519 | 723.481 | 240.519 | 2999.7154 | 3240.2344 | -2999.7154 | 9900 | 0 | -2347.9363 | 0.99
2016-11-15 14:00 | 180000 | 50 | 0 | 200.4 | 150.4 | 200.4 | 560.32 | 3016.2015 | 240.519 | 723.481 | 240.519 | 2775.6826 | 3016.2015 | -2775.6826 | 9900 | 0 | -2999.7154 | 0.99
2016-11-15 15:00 | 180000 | 50 | 0 | 200.4 | 150.4 | 200.4 | 560.32 | 2664.6538 | 240.519 | 723.481 | 240.519 | 2424.1348 | 2664.6538 | -2424.1348 | 9900 | 0 | -2775.6826 | 0.99
2016-11-15 16:00 | 180000 | 50 | 0 | 200.4 | 150.4 | 200.4 | 560.32 | 2226.1249 | 240.519 | 723.481 | 240.519 | 1985.6059 | 2226.1249 | -1985.6059 | 9900 | 0 | -2424.1348 | 0.99
2016-11-15 17:00 | 180000 | 50 | 0 | 200.4 | 150.4 | 200.4 | 560.32 | 1384.7328 | 240.519 | 723.481 | 240.519 | 1144.2139 | 1384.7328 | -1144.2139 | 9900 | 0 | -1985.6059 | 0.99
2016-11-15 18:00 | 180000 | 50 | -16.6 | 33.4 | 150.4 | 33.4 | 93.3867 | 160.6667 | -562.8144 | 723.481 | -562.8144 | 723.481 | 411.4139 | -974.2283 | 9900 | 0 | -1144.2139 | 0.99
2016-11-15 19:00 | 179983.4 | 50 | -16.6 | 33.4 | 0 | 33.4 | 93.3867 | 160.6667 | 160.6667 | 0 | 160.6667 | 0 | 257.4291 | -96.7624 | 9900 | 0 | -974.2283 | 0.99
2016-11-15 20:00 | 179966.8 | 50 | -16.6 | 33.4 | 0 | 33.4 | 93.3867 | 160.6667 | 160.6667 | 0 | 160.6667 | 0 | 356.6108 | -195.9442 | 9900 | 0 | -96.7624 | 0.99
2016-11-15 21:00 | 179950.2 | 50 | -50 | 0 | 0 | 0 | 0 | 160.6667 | 0 | 0 | 0 | 160.6667 | 525.1385 | -525.1385 | 9900 | 0 | -195.9442 | 0.99
2016-11-15 22:00 | 179900.2 | 50 | -50 | 0 | 0 | 0 | 0 | 160.6667 | 0 | 0 | 0 | 160.6667 | 512.6006 | -512.6006 | 9900 | 0 | -525.1385 | 0.99
2016-11-15 23:00 | 179850.2 | 50 | -16.6 | 33.4 | 0 | 33.4 | 93.3867 | 160.6667 | 160.6667 | 0 | 160.6667 | 2.8422e-14 | 475.7274 | -315.0607 | 9900 | 0 | -512.6006 | 0.99
2016-11-16 | 179833.6 | 50 | -16.6 | 33.4 | 0 | 33.4 | 93.3867 | 160.6667 | 160.6667 | 0 | 160.6667 | 0 | 285.6391 | -124.9725 | 9900 | 0 | -315.0607 | 0.99
2016-11-16 01:00 | 179817 | 50 | -16.6 | 33.4 | 0 | 33.4 | 93.3867 | 160.6667 | 160.6667 | 0 | 160.6667 | 0 | 218.083 | -57.4163 | 9900 | 0 | -124.9725 | 0.99
2016-11-16 02:00 | 179800.4 | 50 | -16.6 | 33.4 | 0 | 33.4 | 93.3867 | 160.6667 | 160.6667 | 0 | 160.6667 | 0 | 226.6273 | -65.9606 | 9900 | 0 | -57.4163 | 0.99
2016-11-16 03:00 | 179783.8 | 50 | -16.6 | 33.4 | 0 | 33.4 | 93.3867 | 160.6667 | 160.6667 | 0 | 160.6667 | 0 | 144.785 | 15.8817 | 9900 | 0 | -65.9606 | 0.99
2016-11-16 04:00 | 179767.2 | 50 | -16.6 | 33.4 | 0 | 33.4 | 93.3867 | 160.6667 | 160.6667 | 0 | 160.6667 | 0 | 136.3463 | 24.3203 | 9885.7065 | 15.8817 | 0 | 0.98857
2016-11-16 05:00 | 179750.6 | 50 | -16.6 | 33.4 | 0 | 33.4 | 93.3867 | 160.6667 | 160.6667 | 0 | 160.6667 | 0 | 80.8314 | 79.8353 | 9863.8182 | 24.3203 | 0 | 0.98638
2016-11-16 06:00 | 179734 | 50 | -16.6 | 33.4 | 0 | 33.4 | 93.3867 | 160.6667 | 160.6667 | 0 | 160.6667 | 0 | 105.1659 | 55.5007 | 9791.9664 | 79.8353 | 0 | 0.9792
2016-11-16 07:00 | 179717.4 | 50 | -16.6 | 33.4 | 0 | 33.4 | 93.3867 | 160.6667 | 160.6667 | 0 | 160.6667 | 0 | 103.9884 | 56.6782 | 9742.0157 | 55.5007 | 0 | 0.9742
2016-11-16 08:00 | 179700.8 | 50 | -50 | 0 | 0 | 0 | 0 | 160.6667 | 0 | 0 | 0 | 160.6667 | 814.1914 | -814.1914 | 9691.0053 | 56.6782 | 0 | 0.9691
2016-11-16 09:00 | 179650.8 | 50 | 150.4 | 200.4 | 0 | 200.4 | 560.32 | 1866.7347 | 964 | 0 | 964 | 902.7347 | 1866.7347 | -902.7347 | 9900 | -232.2163 | -1046.4077 | 0.99
2016-11-16 10:00 | 179801.2 | 50 | 150.4 | 200.4 | 0 | 200.4 | 560.32 | 2542.7852 | 964 | 0 | 964 | 1578.7852 | 2542.7852 | -1578.7852 | 9900 | 0 | -902.7347 | 0.99
2016-11-16 11:00 | 179951.6 | 50 | 48.4 | 200.4 | 0 | 200.4 | 560.32 | 2380.5635 | 964 | 0 | 964 | 1416.5635 | 2380.5635 | -1416.5635 | 9900 | 0 | -1578.7852 | 0.99
2016-11-16 12:00 | 180000 | 50 | 0 | 200.4 | 102 | 200.4 | 560.32 | 3412.0201 | 473.3413 | 490.6587 | 473.3413 | 2938.6788 | 3412.0201 | -2938.6788 | 9900 | 0 | -1416.5635 | 0.99
2016-11-16 13:00 | 180000 | 50 | 0 | 200.4 | 150.4 | 200.4 | 560.32 | 3411.9268 | 240.519 | 723.481 | 240.519 | 3171.4078 | 3411.9268 | -3171.4078 | 9900 | 0 | -2938.6788 | 0.99
2016-11-16 14:00 | 180000 | 50 | 0 | 200.4 | 150.4 | 200.4 | 560.32 | 3187.2426 | 240.519 | 723.481 | 240.519 | 2946.7236 | 3187.2426 | -2946.7236 | 9900 | 0 | -3171.4078 | 0.99
2016-11-16 15:00 | 180000 | 50 | 0 | 200.4 | 150.4 | 200.4 | 560.32 | 2763.7317 | 240.519 | 723.481 | 240.519 | 2523.2128 | 2763.7317 | -2523.2128 | 9900 | 0 | -2946.7236 | 0.99
2016-11-16 16:00 | 180000 | 50 | 0 | 200.4 | 150.4 | 200.4 | 560.32 | 2244.1511 | 240.519 | 723.481 | 240.519 | 2003.6321 | 2244.1511 | -2003.6321 | 9900 | 0 | -2523.2128 | 0.99
2016-11-16 17:00 | 180000 | 50 | 0 | 200.4 | 150.4 | 200.4 | 560.32 | 1373.5999 | 240.519 | 723.481 | 240.519 | 1133.081 | 1373.5999 | -1133.081 | 9900 | 0 | -2003.6321 | 0.99
2016-11-16 18:00 | 180000 | 50 | -16.6 | 33.4 | 150.4 | 33.4 | 93.3867 | 160.6667 | -562.8144 | 723.481 | -562.8144 | 723.481 | 507.7527 | -1070.5671 | 9900 | 0 | -1133.081 | 0.99
2016-11-16 19:00 | 179983.4 | 50 | -16.6 | 33.4 | 0 | 33.4 | 93.3867 | 160.6667 | 160.6667 | 0 | 160.6667 | 0 | 288.2301 | -127.5634 | 9900 | 0 | -1070.5671 | 0.99
2016-11-16 20:00 | 179966.8 | 50 | -16.6 | 33.4 | 0 | 33.4 | 93.3867 | 160.6667 | 160.6667 | 0 | 160.6667 | 0 | 242.9821 | -82.3155 | 9900 | 0 | -127.5634 | 0.99
2016-11-16 21:00 | 179950.2 | 50 | -16.6 | 33.4 | 0 | 33.4 | 93.3867 | 160.6667 | 160.6667 | 0 | 160.6667 | 0 | 377.1654 | -216.4987 | 9900 | 0 | -82.3155 | 0.99
2016-11-16 22:00 | 179933.6 | 50 | -16.6 | 33.4 | 0 | 33.4 | 93.3867 | 160.6667 | 160.6667 | 0 | 160.6667 | 0 | 301.2037 | -140.537 | 9900 | 0 | -216.4987 | 0.99
2016-11-16 23:00 | 179917 | 50 | -16.6 | 33.4 | 0 | 33.4 | 93.3867 | 160.6667 | 160.6667 | 0 | 160.6667 | 0 | 286.1957 | -125.529 | 9900 | 0 | -140.537 | 0.99
2016-11-17 | 179900.4 | 50 | -16.6 | 33.4 | 0 | 33.4 | 93.3867 | 160.6667 | 160.6667 | 0 | 160.6667 | 0 | 293.2583 | -132.5916 | 9900 | 0 | -125.529 | 0.99
2016-11-17 01:00 | 179883.8 | 50 | -16.6 | 33.4 | 0 | 33.4 | 93.3867 | 160.6667 | 160.6667 | 0 | 160.6667 | 0 | 255.8475 | -95.1808 | 9900 | 0 | -132.5916 | 0.99
2016-11-17 02:00 | 179867.2 | 50 | -16.6 | 33.4 | 0 | 33.4 | 93.3867 | 160.6667 | 160.6667 | 0 | 160.6667 | 0 | 272.8573 | -112.1907 | 9900 | 0 | -95.1808 | 0.99
2016-11-17 03:00 | 179850.6 | 50 | -16.6 | 33.4 | 0 | 33.4 | 93.3867 | 160.6667 | 160.6667 | 0 | 160.6667 | 0 | 263.7558 | -103.0892 | 9900 | 0 | -112.1907 | 0.99
2016-11-17 04:00 | 179834 | 50 | -16.6 | 33.4 | 0 | 33.4 | 93.3867 | 160.6667 | 160.6667 | 0 | 160.6667 | 0 | 160.4386 | 0.22802 | 9900 | 0 | -103.0892 | 0.99
2016-11-17 05:00 | 179817.4 | 50 | -16.6 | 33.4 | 0 | 33.4 | 93.3867 | 160.6667 | 160.6667 | 0 | 160.6667 | 0 | 157.7951 | 2.8715 | 9899.7948 | 0.22802 | 0 | 0.98998
2016-11-17 06:00 | 179800.8 | 50 | -16.6 | 33.4 | 0 | 33.4 | 93.3867 | 160.6667 | 160.6667 | 0 | 160.6667 | 0 | 128.8774 | 31.7893 | 9897.2104 | 2.8715 | 0 | 0.98972
2016-11-17 07:00 | 179784.2 | 50 | -16.6 | 33.4 | 0 | 33.4 | 93.3867 | 160.6667 | 160.6667 | 0 | 160.6667 | 0 | 98.1809 | 62.4858 | 9868.6 | 31.7893 | 0 | 0.98686
2016-11-17 08:00 | 179767.6 | 50 | -50 | 0 | 0 | 0 | 0 | 160.6667 | 0 | 0 | 0 | 160.6667 | 724.7208 | -724.7208 | 9812.3628 | 62.4858 | 0 | 0.98124
2016-11-17 09:00 | 179717.6 | 50 | 150.4 | 200.4 | 0 | 200.4 | 560.32 | 1611.0274 | 964 | 0 | 964 | 647.0274 | 1611.0274 | -647.0274 | 9900 | -97.3746 | -822.0954 | 0.99
2016-11-17 10:00 | 179868 | 50 | 132 | 200.4 | 0 | 200.4 | 560.32 | 2152.7178 | 964 | 0 | 964 | 1188.7178 | 2152.7178 | -1188.7178 | 9900 | 0 | -647.0274 | 0.99
2016-11-17 11:00 | 180000 | 50 | 0 | 200.4 | 18.4 | 200.4 | 560.32 | 2526.5824 | 875.489 | 88.511 | 875.489 | 1651.0934 | 2526.5824 | -1651.0934 | 9900 | 0 | -1188.7178 | 0.99
2016-11-17 12:00 | 180000 | 50 | 0 | 200.4 | 150.4 | 200.4 | 560.32 | 2771.7464 | 240.519 | 723.481 | 240.519 | 2531.2275 | 2771.7464 | -2531.2275 | 9900 | 0 | -1651.0934 | 0.99
2016-11-17 13:00 | 180000 | 50 | 0 | 200.4 | 150.4 | 200.4 | 560.32 | 2821.8393 | 240.519 | 723.481 | 240.519 | 2581.3204 | 2821.8393 | -2581.3204 | 9900 | 0 | -2531.2275 | 0.99
2016-11-17 14:00 | 180000 | 50 | 0 | 200.4 | 150.4 | 200.4 | 560.32 | 2596.7838 | 240.519 | 723.481 | 240.519 | 2356.2649 | 2596.7838 | -2356.2649 | 9900 | 0 | -2581.3204 | 0.99
2016-11-17 15:00 | 180000 | 50 | 0 | 200.4 | 150.4 | 200.4 | 560.32 | 1390.0571 | 240.519 | 723.481 | 240.519 | 1149.5381 | 1390.0571 | -1149.5381 | 9900 | 0 | -2356.2649 | 0.99
2016-11-17 16:00 | 180000 | 50 | 0 | 200.4 | 150.4 | 200.4 | 560.32 | 1633.0417 | 240.519 | 723.481 | 240.519 | 1392.5227 | 1633.0417 | -1392.5227 | 9900 | 0 | -1149.5381 | 0.99
2016-11-17 17:00 | 180000 | 50 | -50 | 0 | 150.4 | 0 | 0 | 160.6667 | -723.481 | 723.481 | -723.481 | 884.1477 | 935.1785 | -1658.6595 | 9900 | 0 | -1392.5227 | 0.99
2016-11-17 18:00 | 179950 | 50 | -16.6 | 33.4 | 0 | 33.4 | 93.3867 | 160.6667 | 160.6667 | 0 | 160.6667 | 0 | 127.4805 | 33.1861 | 9900 | 0 | -1658.6595 | 0.99
2016-11-17 19:00 | 179933.4 | 50 | -16.6 | 33.4 | 0 | 33.4 | 93.3867 | 160.6667 | 160.6667 | 0 | 160.6667 | 0 | 102.0291 | 58.6376 | 9870.1325 | 33.1861 | 0 | 0.98701
2016-11-17 20:00 | 179916.8 | 50 | -16.6 | 33.4 | 0 | 33.4 | 93.3867 | 160.6667 | 160.6667 | 0 | 160.6667 | 0 | 64.5255 | 96.1412 | 9817.3586 | 58.6376 | 0 | 0.98174
2016-11-17 21:00 | 179900.2 | 50 | -16.6 | 33.4 | 0 | 33.4 | 93.3867 | 160.6667 | 160.6667 | 0 | 160.6667 | 0 | 73.722 | 86.9446 | 9730.8316 | 96.1412 | 0 | 0.97308
2016-11-17 22:00 | 179883.6 | 50 | -16.6 | 33.4 | 0 | 33.4 | 93.3867 | 160.6667 | 160.6667 | 0 | 160.6667 | 0 | 335.0007 | -174.334 | 9652.5814 | 86.9446 | 0 | 0.96526
2016-11-17 23:00 | 179867 | 50 | -16.6 | 33.4 | 0 | 33.4 | 93.3867 | 160.6667 | 160.6667 | 0 | 160.6667 | 0 | 78.3773 | 82.2893 | 9809.482 | -174.334 | 0 | 0.98095
2016-11-18 | 179850.4 | 50 | -16.6 | 33.4 | 0 | 33.4 | 93.3867 | 160.6667 | 160.6667 | 0 | 160.6667 | 0 | 105.9278 | 54.7388 | 9735.4216 | 82.2893 | 0 | 0.97354
2016-11-18 01:00 | 179833.8 | 50 | -16.6 | 33.4 | 0 | 33.4 | 93.3867 | 160.6667 | 160.6667 | 0 | 160.6667 | 0 | 128.3348 | 32.3319 | 9686.1566 | 54.7388 | 0 | 0.96862
2016-11-18 02:00 | 179817.2 | 50 | -16.6 | 33.4 | 0 | 33.4 | 93.3867 | 160.6667 | 160.6667 | 0 | 160.6667 | 0 | 130.4589 | 30.2078 | 9657.0579 | 32.3319 | 0 | 0.96571
2016-11-18 03:00 | 179800.6 | 50 | -16.6 | 33.4 | 0 | 33.4 | 93.3867 | 160.6667 | 160.6667 | 0 | 160.6667 | 0 | 76.6815 | 83.9851 | 9629.8709 | 30.2078 | 0 | 0.96299
2016-11-18 04:00 | 179784 | 50 | -16.6 | 33.4 | 0 | 33.4 | 93.3867 | 160.6667 | 160.6667 | 0 | 160.6667 | 2.8422e-14 | 30.3742 | 130.2924 | 9554.2843 | 83.9851 | 0 | 0.95543
2016-11-18 05:00 | 179767.4 | 50 | -16.6 | 33.4 | 0 | 33.4 | 93.3867 | 160.6667 | 160.6667 | 0 | 160.6667 | 0 | 24.2287 | 136.4379 | 9437.0211 | 130.2924 | 0 | 0.9437
2016-11-18 06:00 | 179750.8 | 50 | -16.6 | 33.4 | 0 | 33.4 | 93.3867 | 160.6667 | 160.6667 | 0 | 160.6667 | 0 | 49.0566 | 111.6101 | 9314.227 | 136.4379 | 0 | 0.93142
2016-11-18 07:00 | 179734.2 | 50 | -16.6 | 33.4 | 0 | 33.4 | 93.3867 | 160.6667 | 160.6667 | 0 | 160.6667 | 0 | 68.977 | 91.6897 | 9213.7779 | 111.6101 | 0 | 0.92138
2016-11-18 08:00 | 179717.6 | 50 | -50 | 0 | 0 | 0 | 0 | 160.6667 | 0 | 0 | 0 | 160.6667 | 601.1384 | -601.1384 | 9131.2572 | 91.6897 | 0 | 0.91313
2016-11-18 09:00 | 179667.6 | 50 | 150.4 | 200.4 | 0 | 200.4 | 560.32 | 1382.8774 | 964 | 0 | 964 | 418.8774 | 1382.8774 | -418.8774 | 9672.2817 | -601.1384 | 0 | 0.96723
2016-11-18 10:00 | 179818 | 50 | 150.4 | 200.4 | 0 | 200.4 | 560.32 | 2013.8714 | 964 | 0 | 964 | 1049.8714 | 2013.8714 | -1049.8714 | 9900 | -253.0204 | -671.8978 | 0.99
2016-11-18 11:00 | 179968.4 | 50 | 31.6 | 200.4 | 0 | 200.4 | 560.32 | 2455.4745 | 964 | 0 | 964 | 1491.4745 | 2455.4745 | -1491.4745 | 9900 | 0 | -1049.8714 | 0.99
2016-11-18 12:00 | 180000 | 50 | 0 | 200.4 | 118.8 | 200.4 | 560.32 | 2697.4272 | 392.5269 | 571.4731 | 392.5269 | 2304.9003 | 2697.4272 | -2304.9003 | 9900 | 0 | -1491.4745 | 0.99
2016-11-18 13:00 | 180000 | 50 | 0 | 200.4 | 150.4 | 200.4 | 560.32 | 1492.9894 | 240.519 | 723.481 | 240.519 | 1252.4704 | 1492.9894 | -1252.4704 | 9900 | 0 | -2304.9003 | 0.99
2016-11-18 14:00 | 180000 | 50 | 0 | 200.4 | 150.4 | 200.4 | 560.32 | 2560.2657 | 240.519 | 723.481 | 240.519 | 2319.7467 | 2560.2657 | -2319.7467 | 9900 | 0 | -1252.4704 | 0.99
2016-11-18 15:00 | 180000 | 50 | 0 | 200.4 | 150.4 | 200.4 | 560.32 | 2153.8918 | 240.519 | 723.481 | 240.519 | 1913.3728 | 2153.8918 | -1913.3728 | 9900 | 0 | -2319.7467 | 0.99
2016-11-18 16:00 | 180000 | 50 | 0 | 200.4 | 150.4 | 200.4 | 560.32 | 1542.4497 | 240.519 | 723.481 | 240.519 | 1301.9307 | 1542.4497 | -1301.9307 | 9900 | 0 | -1913.3728 | 0.99
2016-11-18 17:00 | 180000 | 50 | -50 | 0 | 150.4 | 0 | 0 | 160.6667 | -723.481 | 723.481 | -723.481 | 884.1477 | 780.7786 | -1504.2597 | 9900 | 0 | -1301.9307 | 0.99
2016-11-18 18:00 | 179950 | 50 | -16.6 | 33.4 | 0 | 33.4 | 93.3867 | 160.6667 | 160.6667 | 0 | 160.6667 | 0 | 35.7838 | 124.8829 | 9900 | 0 | -1504.2597 | 0.99
2016-11-18 19:00 | 179933.4 | 50 | -16.6 | 33.4 | 0 | 33.4 | 93.3867 | 160.6667 | 160.6667 | 0 | 160.6667 | 0 | 42.351 | 118.3156 | 9787.6054 | 124.8829 | 0 | 0.97876
2016-11-18 20:00 | 179916.8 | 50 | -16.6 | 33.4 | 0 | 33.4 | 93.3867 | 160.6667 | 160.6667 | 0 | 160.6667 | 0 | 106.355 | 54.3117 | 9681.1213 | 118.3156 | 0 | 0.96811
2016-11-18 21:00 | 179900.2 | 50 | -16.6 | 33.4 | 0 | 33.4 | 93.3867 | 160.6667 | 160.6667 | 0 | 160.6667 | 0 | 93.1342 | 67.5325 | 9632.2408 | 54.3117 | 0 | 0.96322
2016-11-18 22:00 | 179883.6 | 50 | -16.6 | 33.4 | 0 | 33.4 | 93.3867 | 160.6667 | 160.6667 | 0 | 160.6667 | 2.8422e-14 | 25.4975 | 135.1692 | 9571.4616 | 67.5325 | 0 | 0.95715
2016-11-18 23:00 | 179867 | 50 | -16.6 | 33.4 | 0 | 33.4 | 93.3867 | 160.6667 | 160.6667 | 0 | 160.6667 | 0 | 7.6999 | 152.9668 | 9449.8093 | 135.1692 | 0 | 0.94498
2016-11-19 | 179850.4 | 50 | -16.6 | 33.4 | 0 | 33.4 | 93.3867 | 160.6667 | 160.6667 | 0 | 160.6667 | 0 | 23.7517 | 136.915 | 9312.1392 | 152.9668 | 0 | 0.93121
2016-11-19 01:00 | 179833.8 | 50 | -16.6 | 33.4 | 0 | 33.4 | 93.3867 | 160.6667 | 160.6667 | 0 | 160.6667 | 0 | 44.3232 | 116.3434 | 9188.9157 | 136.915 | 0 | 0.91889
2016-11-19 02:00 | 179817.2 | 50 | -16.6 | 33.4 | 0 | 33.4 | 93.3867 | 160.6667 | 160.6667 | 0 | 160.6667 | 0 | 56.9269 | 103.7398 | 9084.2066 | 116.3434 | 0 | 0.90842
2016-11-19 03:00 | 179800.6 | 50 | -16.6 | 33.4 | 0 | 33.4 | 93.3867 | 160.6667 | 160.6667 | 0 | 160.6667 | 0 | 129.5122 | 31.1544 | 8990.8408 | 103.7398 | 0 | 0.89908
2016-11-19 04:00 | 179784 | 50 | -16.6 | 33.4 | 0 | 33.4 | 93.3867 | 160.6667 | 160.6667 | 0 | 160.6667 | 0 | 73.3633 | 87.3034 | 8962.8018 | 31.1544 | 0 | 0.89628
2016-11-19 05:00 | 179767.4 | 50 | -16.6 | 33.4 | 0 | 33.4 | 93.3867 | 160.6667 | 160.6667 | 0 | 160.6667 | 0 | 46.4184 | 114.2483 | 8884.2287 | 87.3034 | 0 | 0.88842
2016-11-19 06:00 | 179750.8 | 50 | -16.6 | 33.4 | 0 | 33.4 | 93.3867 | 160.6667 | 160.6667 | 0 | 160.6667 | 0 | 154.0202 | 6.6464 | 8781.4053 | 114.2483 | 0 | 0.87814
2016-11-19 07:00 | 179734.2 | 50 | -16.6 | 33.4 | 0 | 33.4 | 93.3867 | 160.6667 | 160.6667 | 0 | 160.6667 | 0 | 175.5246 | -14.8579 | 8775.4235 | 6.6464 | 0 | 0.87754
2016-11-19 08:00 | 179717.6 | 50 | -50 | 0 | 0 | 0 | 0 | 160.6667 | 0 | 0 | 0 | 160.6667 | 679.2578 | -679.2578 | 8788.7956 | -14.8579 | 0 | 0.87888
2016-11-19 09:00 | 179667.6 | 50 | 150.4 | 200.4 | 0 | 200.4 | 560.32 | 1575.528 | 964 | 0 | 964 | 611.528 | 1575.528 | -611.528 | 9400.1276 | -679.2578 | 0 | 0.94001
2016-11-19 10:00 | 179818 | 50 | 150.4 | 200.4 | 0 | 200.4 | 560.32 | 2105.7512 | 964 | 0 | 964 | 1141.7512 | 2105.7512 | -1141.7512 | 9900 | -555.4138 | -1166.9418 | 0.99
2016-11-19 11:00 | 179968.4 | 50 | 31.6 | 200.4 | 0 | 200.4 | 560.32 | 2494.5005 | 964 | 0 | 964 | 1530.5005 | 2494.5005 | -1530.5005 | 9900 | 0 | -1141.7512 | 0.99
2016-11-19 12:00 | 180000 | 50 | 0 | 200.4 | 118.8 | 200.4 | 560.32 | 2775.3657 | 392.5269 | 571.4731 | 392.5269 | 2382.8387 | 2775.3657 | -2382.8387 | 9900 | 0 | -1530.5005 | 0.99
2016-11-19 13:00 | 180000 | 50 | 0 | 200.4 | 150.4 | 200.4 | 560.32 | 2805.2749 | 240.519 | 723.481 | 240.519 | 2564.7559 | 2805.2749 | -2564.7559 | 9900 | 0 | -2382.8387 | 0.99
2016-11-19 14:00 | 180000 | 50 | 0 | 200.4 | 150.4 | 200.4 | 560.32 | 2643.1368 | 240.519 | 723.481 | 240.519 | 2402.6179 | 2643.1368 | -2402.6179 | 9900 | 0 | -2564.7559 | 0.99
2016-11-19 15:00 | 180000 | 50 | 0 | 200.4 | 150.4 | 200.4 | 560.32 | 2301.4893 | 240.519 | 723.481 | 240.519 | 2060.9704 | 2301.4893 | -2060.9704 | 9900 | 0 | -2402.6179 | 0.99
2016-11-19 16:00 | 180000 | 50 | 0 | 200.4 | 150.4 | 200.4 | 560.32 | 1844.3219 | 240.519 | 723.481 | 240.519 | 1603.8029 | 1844.3219 | -1603.8029 | 9900 | 0 | -2060.9704 | 0.99
2016-11-19 17:00 | 180000 | 50 | 0 | 200.4 | 150.4 | 200.4 | 560.32 | 1144.8515 | 240.519 | 723.481 | 240.519 | 904.3325 | 1144.8515 | -904.3325 | 9900 | 0 | -1603.8029 | 0.99
2016-11-19 18:00 | 180000 | 50 | -16.6 | 33.4 | 150.4 | 33.4 | 93.3867 | 160.6667 | -562.8144 | 723.481 | -562.8144 | 723.481 | 271.0725 | -833.8868 | 9900 | 0 | -904.3325 | 0.99
2016-11-19 19:00 | 179983.4 | 50 | -16.6 | 33.4 | 0 | 33.4 | 93.3867 | 160.6667 | 160.6667 | 0 | 160.6667 | 0 | 271.5907 | -110.924 | 9900 | 0 | -833.8868 | 0.99
2016-11-19 20:00 | 179966.8 | 50 | -16.6 | 33.4 | 0 | 33.4 | 93.3867 | 160.6667 | 160.6667 | 0 | 160.6667 | 0 | 93.6478 | 67.0188 | 9900 | 0 | -110.924 | 0.99
2016-11-19 21:00 | 179950.2 | 50 | -16.6 | 33.4 | 0 | 33.4 | 93.3867 | 160.6667 | 160.6667 | 0 | 160.6667 | 0 | 42.9247 | 117.7419 | 9839.6831 | 67.0188 | 0 | 0.98397
2016-11-19 22:00 | 179933.6 | 50 | -16.6 | 33.4 | 0 | 33.4 | 93.3867 | 160.6667 | 160.6667 | 0 | 160.6667 | 0 | 386.983 | -226.3163 | 9733.7153 | 117.7419 | 0 | 0.97337
2016-11-19 23:00 | 179917 | 50 | -16.6 | 33.4 | 0 | 33.4 | 93.3867 | 160.6667 | 160.6667 | 0 | 160.6667 | 0 | 256.8584 | -96.1918 | 9900 | -184.7608 | -411.0771 | 0.99
2016-11-20 | 179900.4 | 50 | -16.6 | 33.4 | 0 | 33.4 | 93.3867 | 160.6667 | 160.6667 | 0 | 160.6667 | 0 | 63.4085 | 97.2582 | 9900 | 0 | -96.1918 | 0.99
2016-11-20 01:00 | 179883.8 | 50 | -50 | 0 | 0 | 0 | 0 | 160.6667 | 0 | 0 | 0 | 160.6667 | 519.1681 | -519.1681 | 9812.4676 | 97.2582 | 0 | 0.98125
2016-11-20 02:00 | 179833.8 | 50 | -16.6 | 33.4 | 0 | 33.4 | 93.3867 | 160.6667 | 160.6667 | 0 | 160.6667 | 0 | 141.7605 | 18.9062 | 9900 | -97.2582 | -616.4262 | 0.99
2016-11-20 03:00 | 179817.2 | 50 | -16.6 | 33.4 | 0 | 33.4 | 93.3867 | 160.6667 | 160.6667 | 0 | 160.6667 | 0 | 43.7341 | 116.9325 | 9882.9844 | 18.9062 | 0 | 0.9883
2016-11-20 04:00 | 179800.6 | 50 | -16.6 | 33.4 | 0 | 33.4 | 93.3867 | 160.6667 | 160.6667 | 0 | 160.6667 | 0 | 122.0433 | 38.6234 | 9777.7452 | 116.9325 | 0 | 0.97777
2016-11-20 05:00 | 179784 | 50 | -16.6 | 33.4 | 0 | 33.4 | 93.3867 | 160.6667 | 160.6667 | 0 | 160.6667 | 0 | 253.0265 | -92.3599 | 9742.9841 | 38.6234 | 0 | 0.9743
2016-11-20 06:00 | 179767.4 | 50 | -16.6 | 33.4 | 0 | 33.4 | 93.3867 | 160.6667 | 160.6667 | 0 | 160.6667 | 0 | 64.7293 | 95.9374 | 9826.108 | -92.3599 | 0 | 0.98261
2016-11-20 07:00 | 179750.8 | 50 | -16.6 | 33.4 | 0 | 33.4 | 93.3867 | 160.6667 | 160.6667 | 0 | 160.6667 | 0 | 70.4282 | 90.2385 | 9739.7643 | 95.9374 | 0 | 0.97398
2016-11-20 08:00 | 179734.2 | 50 | -50 | 0 | 0 | 0 | 0 | 160.6667 | 0 | 0 | 0 | 160.6667 | 534.7543 | -534.7543 | 9658.5497 | 90.2385 | 0 | 0.96585
2016-11-20 09:00 | 179684.2 | 50 | 150.4 | 200.4 | 0 | 200.4 | 560.32 | 1324.2467 | 964 | 0 | 964 | 360.2467 | 1324.2467 | -360.2467 | 9900 | -268.2781 | -803.0324 | 0.99
2016-11-20 10:00 | 179834.6 | 50 | 150.4 | 200.4 | 0 | 200.4 | 560.32 | 2232.3797 | 964 | 0 | 964 | 1268.3797 | 2232.3797 | -1268.3797 | 9900 | 0 | -360.2467 | 0.99
2016-11-20 11:00 | 179985 | 50 | 15 | 200.4 | 0 | 200.4 | 560.32 | 2758.8222 | 964 | 0 | 964 | 1794.8222 | 2758.8222 | -1794.8222 | 9900 | 0 | -1268.3797 | 0.99
2016-11-20 12:00 | 180000 | 50 | 0 | 200.4 | 135.4 | 200.4 | 560.32 | 3084.0957 | 312.6747 | 651.3253 | 312.6747 | 2771.421 | 3084.0957 | -2771.421 | 9900 | 0 | -1794.8222 | 0.99
2016-11-20 13:00 | 180000 | 50 | 0 | 200.4 | 150.4 | 200.4 | 560.32 | 3280.375 | 240.519 | 723.481 | 240.519 | 3039.856 | 3280.375 | -3039.856 | 9900 | 0 | -2771.421 | 0.99
2016-11-20 14:00 | 180000 | 50 | 0 | 200.4 | 150.4 | 200.4 | 560.32 | 3000.8085 | 240.519 | 723.481 | 240.519 | 2760.2895 | 3000.8085 | -2760.2895 | 9900 | 0 | -3039.856 | 0.99
2016-11-20 15:00 | 180000 | 50 | 0 | 200.4 | 150.4 | 200.4 | 560.32 | 2550.2532 | 240.519 | 723.481 | 240.519 | 2309.7342 | 2550.2532 | -2309.7342 | 9900 | 0 | -2760.2895 | 0.99
2016-11-20 16:00 | 180000 | 50 | 0 | 200.4 | 150.4 | 200.4 | 560.32 | 1867.0636 | 240.519 | 723.481 | 240.519 | 1626.5447 | 1867.0636 | -1626.5447 | 9900 | 0 | -2309.7342 | 0.99
2016-11-20 17:00 | 180000 | 50 | 0 | 200.4 | 150.4 | 200.4 | 560.32 | 1016.8476 | 240.519 | 723.481 | 240.519 | 776.3287 | 1016.8476 | -776.3287 | 9900 | 0 | -1626.5447 | 0.99
2016-11-20 18:00 | 180000 | 50 | -16.6 | 33.4 | 150.4 | 33.4 | 93.3867 | 160.6667 | -562.8144 | 723.481 | -562.8144 | 723.481 | 280.2654 | -843.0797 | 9900 | 0 | -776.3287 | 0.99
2016-11-20 19:00 | 179983.4 | 50 | -16.6 | 33.4 | 0 | 33.4 | 93.3867 | 160.6667 | 160.6667 | 0 | 160.6667 | 0 | 333.4654 | -172.7987 | 9900 | 0 | -843.0797 | 0.99
2016-11-20 20:00 | 179966.8 | 50 | -16.6 | 33.4 | 0 | 33.4 | 93.3867 | 160.6667 | 160.6667 | 0 | 160.6667 | 0 | 217.0394 | -56.3727 | 9900 | 0 | -172.7987 | 0.99
2016-11-20 21:00 | 179950.2 | 50 | -16.6 | 33.4 | 0 | 33.4 | 93.3867 | 160.6667 | 160.6667 | 0 | 160.6667 | 0 | 234.4052 | -73.7385 | 9900 | 0 | -56.3727 | 0.99
2016-11-20 22:00 | 179933.6 | 50 | -16.6 | 33.4 | 0 | 33.4 | 93.3867 | 160.6667 | 160.6667 | 0 | 160.6667 | 0 | 204.6469 | -43.9802 | 9900 | 0 | -73.7385 | 0.99
2016-11-20 23:00 | 179917 | 50 | -16.6 | 33.4 | 0 | 33.4 | 93.3867 | 160.6667 | 160.6667 | 0 | 160.6667 | 0 | 157.9798 | 2.6869 | 9900 | 0 | -43.9802 | 0.99
2016-11-21 | 179900.4 | 50 | -16.6 | 33.4 | 0 | 33.4 | 93.3867 | 160.6667 | 160.6667 | 0 | 160.6667 | 0 | 83.9866 | 76.6801 | 9897.5818 | 2.6869 | 0 | 0.98976
2016-11-21 01:00 | 179883.8 | 50 | -16.6 | 33.4 | 0 | 33.4 | 93.3867 | 160.6667 | 160.6667 | 0 | 160.6667 | 0 | 55.5572 | 105.1095 | 9828.5697 | 76.6801 | 0 | 0.98286
2016-11-21 02:00 | 179867.2 | 50 | -16.6 | 33.4 | 0 | 33.4 | 93.3867 | 160.6667 | 160.6667 | 0 | 160.6667 | 0 | 47.9552 | 112.7115 | 9733.9712 | 105.1095 | 0 | 0.9734
2016-11-21 03:00 | 179850.6 | 50 | -16.6 | 33.4 | 0 | 33.4 | 93.3867 | 160.6667 | 160.6667 | 0 | 160.6667 | 0 | 76.4206 | 84.246 | 9632.5309 | 112.7115 | 0 | 0.96325
2016-11-21 04:00 | 179834 | 50 | -16.6 | 33.4 | 0 | 33.4 | 93.3867 | 160.6667 | 160.6667 | 0 | 160.6667 | 0 | 104.5541 | 56.1126 | 9556.7094 | 84.246 | 0 | 0.95567
2016-11-21 05:00 | 179817.4 | 50 | -16.6 | 33.4 | 0 | 33.4 | 93.3867 | 160.6667 | 160.6667 | 0 | 160.6667 | 0 | 135.1688 | 25.4978 | 9506.2081 | 56.1126 | 0 | 0.95062
2016-11-21 06:00 | 179800.8 | 50 | -16.6 | 33.4 | 0 | 33.4 | 93.3867 | 160.6667 | 160.6667 | 0 | 160.6667 | 0 | 109.114 | 51.5527 | 9483.2601 | 25.4978 | 0 | 0.94833
2016-11-21 07:00 | 179784.2 | 50 | -16.6 | 33.4 | 0 | 33.4 | 93.3867 | 160.6667 | 160.6667 | 0 | 160.6667 | 0 | 58.5656 | 102.101 | 9436.8627 | 51.5527 | 0 | 0.94369
2016-11-21 08:00 | 179767.6 | 50 | -50 | 0 | 0 | 0 | 0 | 160.6667 | 0 | 0 | 0 | 160.6667 | 587.0615 | -587.0615 | 9344.9717 | 102.101 | 0 | 0.9345
2016-11-21 09:00 | 179717.6 | 50 | 150.4 | 200.4 | 0 | 200.4 | 560.32 | 1405.5374 | 964 | 0 | 964 | 441.5374 | 1405.5374 | -441.5374 | 9873.3271 | -587.0615 | 0 | 0.98733
2016-11-21 10:00 | 179868 | 50 | 132 | 200.4 | 0 | 200.4 | 560.32 | 1878.7632 | 964 | 0 | 964 | 914.7632 | 1878.7632 | -914.7632 | 9900 | -29.6366 | -471.174 | 0.99
2016-11-21 11:00 | 180000 | 50 | 0 | 200.4 | 18.4 | 200.4 | 560.32 | 2498.5205 | 875.489 | 88.511 | 875.489 | 1623.0315 | 2498.5205 | -1623.0315 | 9900 | 0 | -914.7632 | 0.99
2016-11-21 12:00 | 180000 | 50 | 0 | 200.4 | 150.4 | 200.4 | 560.32 | 2763.7554 | 240.519 | 723.481 | 240.519 | 2523.2364 | 2763.7554 | -2523.2364 | 9900 | 0 | -1623.0315 | 0.99
2016-11-21 13:00 | 180000 | 50 | 0 | 200.4 | 150.4 | 200.4 | 560.32 | 1608.9617 | 240.519 | 723.481 | 240.519 | 1368.4428 | 1608.9617 | -1368.4428 | 9900 | 0 | -2523.2364 | 0.99
2016-11-21 14:00 | 180000 | 50 | 0 | 200.4 | 150.4 | 200.4 | 560.32 | 2610.2091 | 240.519 | 723.481 | 240.519 | 2369.6901 | 2610.2091 | -2369.6901 | 9900 | 0 | -1368.4428 | 0.99
2016-11-21 15:00 | 180000 | 50 | 0 | 200.4 | 150.4 | 200.4 | 560.32 | 2263.3665 | 240.519 | 723.481 | 240.519 | 2022.8476 | 2263.3665 | -2022.8476 | 9900 | 0 | -2369.6901 | 0.99
2016-11-21 16:00 | 180000 | 50 | 0 | 200.4 | 150.4 | 200.4 | 560.32 | 1654.3308 | 240.519 | 723.481 | 240.519 | 1413.8118 | 1654.3308 | -1413.8118 | 9900 | 0 | -2022.8476 | 0.99
2016-11-21 17:00 | 180000 | 50 | -50 | 0 | 150.4 | 0 | 0 | 160.6667 | -723.481 | 723.481 | -723.481 | 884.1477 | 883.0694 | -1606.5504 | 9900 | 0 | -1413.8118 | 0.99
2016-11-21 18:00 | 179950 | 50 | -16.6 | 33.4 | 0 | 33.4 | 93.3867 | 160.6667 | 160.6667 | 0 | 160.6667 | 0 | 148.6523 | 12.0144 | 9900 | 0 | -1606.5504 | 0.99
2016-11-21 19:00 | 179933.4 | 50 | -16.6 | 33.4 | 0 | 33.4 | 93.3867 | 160.6667 | 160.6667 | 0 | 160.6667 | 0 | 109.6797 | 50.987 | 9889.187 | 12.0144 | 0 | 0.98892
2016-11-21 20:00 | 179916.8 | 50 | -16.6 | 33.4 | 0 | 33.4 | 93.3867 | 160.6667 | 160.6667 | 0 | 160.6667 | 0 | 101.2056 | 59.461 | 9843.2987 | 50.987 | 0 | 0.98433
2016-11-21 21:00 | 179900.2 | 50 | -16.6 | 33.4 | 0 | 33.4 | 93.3867 | 160.6667 | 160.6667 | 0 | 160.6667 | 0 | 42.8069 | 117.8597 | 9789.7838 | 59.461 | 0 | 0.97898
2016-11-21 22:00 | 179883.6 | 50 | -16.6 | 33.4 | 0 | 33.4 | 93.3867 | 160.6667 | 160.6667 | 0 | 160.6667 | 0 | 6.9749 | 153.6918 | 9683.71 | 117.8597 | 0 | 0.96837
2016-11-21 23:00 | 179867 | 50 | -16.6 | 33.4 | 0 | 33.4 | 93.3867 | 160.6667 | 160.6667 | 0 | 160.6667 | 0 | 14.6163 | 146.0504 | 9545.3874 | 153.6918 | 0 | 0.95454
2016-11-22 | 179850.4 | 50 | -50 | 0 | 0 | 0 | 0 | 160.6667 | 0 | 0 | 0 | 160.6667 | 19.6336 | -19.6336 | 9413.9421 | 146.0504 | 0 | 0.94139
2016-11-22 01:00 | 179800.4 | 50 | -16.6 | 33.4 | 0 | 33.4 | 93.3867 | 160.6667 | 160.6667 | 0 | 160.6667 | 0 | 18.855 | 141.8117 | 9431.6123 | -19.6336 | 0 | 0.94316
2016-11-22 02:00 | 179783.8 | 50 | -16.6 | 33.4 | 0 | 33.4 | 93.3867 | 160.6667 | 160.6667 | 0 | 160.6667 | 0 | 10.2707 | 150.396 | 9303.9818 | 141.8117 | 0 | 0.9304
2016-11-22 03:00 | 179767.2 | 50 | -16.6 | 33.4 | 0 | 33.4 | 93.3867 | 160.6667 | 160.6667 | 0 | 160.6667 | 0 | 7.4001 | 153.2666 | 9168.6255 | 150.396 | 0 | 0.91686
2016-11-22 04:00 | 179750.6 | 50 | -16.6 | 33.4 | 0 | 33.4 | 93.3867 | 160.6667 | 160.6667 | 0 | 160.6667 | 0 | 3.5406 | 157.1261 | 9030.6856 | 153.2666 | 0 | 0.90307
2016-11-22 05:00 | 179734 | 50 | -16.6 | 33.4 | 0 | 33.4 | 93.3867 | 160.6667 | 160.6667 | 0 | 160.6667 | 0 | 4.8473 | 155.8193 | 8889.2721 | 157.1261 | 0 | 0.88893
2016-11-22 06:00 | 179717.4 | 50 | -16.6 | 33.4 | 0 | 33.4 | 93.3867 | 160.6667 | 160.6667 | 0 | 160.6667 | 0 | 3.4955 | 157.1711 | 8749.0347 | 155.8193 | 0 | 0.8749
2016-11-22 07:00 | 179700.8 | 50 | -16.6 | 33.4 | 0 | 33.4 | 93.3867 | 160.6667 | 160.6667 | 0 | 160.6667 | 0 | 4.6499 | 156.0167 | 8607.5806 | 157.1711 | 0 | 0.86076
2016-11-22 08:00 | 179684.2 | 50 | -16.6 | 33.4 | 0 | 33.4 | 93.3867 | 160.6667 | 160.6667 | 0 | 160.6667 | 2.8422e-14 | 508.2041 | -347.5374 | 8467.1656 | 156.0167 | 0 | 0.84672
2016-11-22 09:00 | 179667.6 | 50 | 150.4 | 200.4 | 0 | 200.4 | 560.32 | 1266.248 | 964 | 0 | 964 | 302.248 | 1266.248 | -302.248 | 8779.9493 | -347.5374 | 0 | 0.87799
2016-11-22 10:00 | 179818 | 50 | 150.4 | 200.4 | 0 | 200.4 | 560.32 | 1898.5144 | 964 | 0 | 964 | 934.5144 | 1898.5144 | -934.5144 | 9051.9724 | -302.248 | 0 | 0.9052
2016-11-22 11:00 | 179968.4 | 50 | 31.6 | 200.4 | 0 | 200.4 | 560.32 | 2360.6816 | 964 | 0 | 964 | 1396.6816 | 2360.6816 | -1396.6816 | 9893.0354 | -934.5144 | 0 | 0.9893
2016-11-22 12:00 | 180000 | 50 | 0 | 200.4 | 118.8 | 200.4 | 560.32 | 2615.9113 | 392.5269 | 571.4731 | 392.5269 | 2223.3844 | 2615.9113 | -2223.3844 | 9900 | -7.7385 | -1404.42 | 0.99
2016-11-22 13:00 | 180000 | 50 | 0 | 200.4 | 150.4 | 200.4 | 560.32 | 2648.0064 | 240.519 | 723.481 | 240.519 | 2407.4874 | 2648.0064 | -2407.4874 | 9900 | 0 | -2223.3844 | 0.99
2016-11-22 14:00 | 180000 | 50 | 0 | 200.4 | 150.4 | 200.4 | 560.32 | 2454.2947 | 240.519 | 723.481 | 240.519 | 2213.7757 | 2454.2947 | -2213.7757 | 9900 | 0 | -2407.4874 | 0.99
2016-11-22 15:00 | 180000 | 50 | 0 | 200.4 | 150.4 | 200.4 | 560.32 | 2047.8726 | 240.519 | 723.481 | 240.519 | 1807.3536 | 2047.8726 | -1807.3536 | 9900 | 0 | -2213.7757 | 0.99
2016-11-22 16:00 | 180000 | 50 | 0 | 200.4 | 150.4 | 200.4 | 560.32 | 1456.2194 | 240.519 | 723.481 | 240.519 | 1215.7005 | 1456.2194 | -1215.7005 | 9900 | 0 | -1807.3536 | 0.99
2016-11-22 17:00 | 180000 | 50 | -50 | 0 | 150.4 | 0 | 0 | 160.6667 | -723.481 | 723.481 | -723.481 | 884.1477 | 723.9317 | -1447.4127 | 9900 | 0 | -1215.7005 | 0.99
2016-11-22 18:00 | 179950 | 50 | -16.6 | 33.4 | 0 | 33.4 | 93.3867 | 160.6667 | 160.6667 | 0 | 160.6667 | 0 | 0 | 160.6667 | 9900 | 0 | -1447.4127 | 0.99
2016-11-22 19:00 | 179933.4 | 50 | -16.6 | 33.4 | 0 | 33.4 | 93.3867 | 160.6667 | 160.6667 | 0 | 160.6667 | 0 | 0 | 160.6667 | 9755.4 | 160.6667 | 0 | 0.97554
2016-11-22 20:00 | 179916.8 | 50 | -16.6 | 33.4 | 0 | 33.4 | 93.3867 | 160.6667 | 160.6667 | 0 | 160.6667 | 0 | 0 | 160.6667 | 9610.8 | 160.6667 | 0 | 0.96108
2016-11-22 21:00 | 179900.2 | 50 | -16.6 | 33.4 | 0 | 33.4 | 93.3867 | 160.6667 | 160.6667 | 0 | 160.6667 | 0 | 0.56479 | 160.1019 | 9466.2 | 160.6667 | 0 | 0.94662
2016-11-22 22:00 | 179883.6 | 50 | -16.6 | 33.4 | 0 | 33.4 | 93.3867 | 160.6667 | 160.6667 | 0 | 160.6667 | 0 | 2.9391 | 157.7276 | 9322.1083 | 160.1019 | 0 | 0.93221
2016-11-22 23:00 | 179867 | 50 | -16.6 | 33.4 | 0 | 33.4 | 93.3867 | 160.6667 | 160.6667 | 0 | 160.6667 | 0 | 4.5841 | 156.0825 | 9180.1535 | 157.7276 | 0 | 0.91802
2016-11-23 | 179850.4 | 50 | -16.6 | 33.4 | 0 | 33.4 | 93.3867 | 160.6667 | 160.6667 | 0 | 160.6667 | 0 | 13.1166 | 147.5501 | 9039.6792 | 156.0825 | 0 | 0.90397
2016-11-23 01:00 | 179833.8 | 50 | -16.6 | 33.4 | 0 | 33.4 | 93.3867 | 160.6667 | 160.6667 | 0 | 160.6667 | 0 | 30.3486 | 130.318 | 8906.8842 | 147.5501 | 0 | 0.89069
2016-11-23 02:00 | 179817.2 | 50 | -16.6 | 33.4 | 0 | 33.4 | 93.3867 | 160.6667 | 160.6667 | 0 | 160.6667 | 0 | 26.0507 | 134.616 | 8789.5979 | 130.318 | 0 | 0.87896
2016-11-23 03:00 | 179800.6 | 50 | -16.6 | 33.4 | 0 | 33.4 | 93.3867 | 160.6667 | 160.6667 | 0 | 160.6667 | 0 | 22.7034 | 137.9633 | 8668.4436 | 134.616 | 0 | 0.86684
2016-11-23 04:00 | 179784 | 50 | -16.6 | 33.4 | 0 | 33.4 | 93.3867 | 160.6667 | 160.6667 | 0 | 160.6667 | 0 | 48.8926 | 111.774 | 8544.2766 | 137.9633 | 0 | 0.85443
2016-11-23 05:00 | 179767.4 | 50 | -16.6 | 33.4 | 0 | 33.4 | 93.3867 | 160.6667 | 160.6667 | 0 | 160.6667 | 0 | 33.6784 | 126.9883 | 8443.68 | 111.774 | 0 | 0.84437
2016-11-23 06:00 | 179750.8 | 50 | -16.6 | 33.4 | 0 | 33.4 | 93.3867 | 160.6667 | 160.6667 | 0 | 160.6667 | 0 | 23.0991 | 137.5675 | 8329.3905 | 126.9883 | 0 | 0.83294
2016-11-23 07:00 | 179734.2 | 50 | -16.6 | 33.4 | 0 | 33.4 | 93.3867 | 160.6667 | 160.6667 | 0 | 160.6667 | 0 | 24.0971 | 136.5695 | 8205.5797 | 137.5675 | 0 | 0.82056
2016-11-23 08:00 | 179717.6 | 50 | -50 | 0 | 0 | 0 | 0 | 160.6667 | 0 | 0 | 0 | 160.6667 | 508.1851 | -508.1851 | 8082.6671 | 136.5695 | 0 | 0.80827
2016-11-23 09:00 | 179667.6 | 50 | 150.4 | 200.4 | 0 | 200.4 | 560.32 | 1257.6077 | 964 | 0 | 964 | 293.6077 | 1257.6077 | -293.6077 | 8540.0337 | -508.1851 | 0 | 0.854
2016-11-23 10:00 | 179818 | 50 | 150.4 | 200.4 | 0 | 200.4 | 560.32 | 1887.0387 | 964 | 0 | 964 | 923.0387 | 1887.0387 | -923.0387 | 8804.2806 | -293.6077 | 0 | 0.88043
2016-11-23 11:00 | 179968.4 | 50 | 31.6 | 200.4 | 0 | 200.4 | 560.32 | 2348.9629 | 964 | 0 | 964 | 1384.9629 | 2348.9629 | -1384.9629 | 9635.0155 | -923.0387 | 0 | 0.9635
2016-11-23 12:00 | 180000 | 50 | 0 | 200.4 | 118.8 | 200.4 | 560.32 | 2604.6326 | 392.5269 | 571.4731 | 392.5269 | 2212.1057 | 2604.6326 | -2212.1057 | 9900 | -294.4273 | -1679.3902 | 0.99
2016-11-23 13:00 | 180000 | 50 | 0 | 200.4 | 150.4 | 200.4 | 560.32 | 2640.4213 | 240.519 | 723.481 | 240.519 | 2399.9024 | 2640.4213 | -2399.9024 | 9900 | 0 | -2212.1057 | 0.99
2016-11-23 14:00 | 180000 | 50 | 0 | 200.4 | 150.4 | 200.4 | 560.32 | 2451.845 | 240.519 | 723.481 | 240.519 | 2211.3261 | 2451.845 | -2211.3261 | 9900 | 0 | -2399.9024 | 0.99
2016-11-23 15:00 | 180000 | 50 | 0 | 200.4 | 150.4 | 200.4 | 560.32 | 2045.8831 | 240.519 | 723.481 | 240.519 | 1805.3641 | 2045.8831 | -1805.3641 | 9900 | 0 | -2211.3261 | 0.99
2016-11-23 16:00 | 180000 | 50 | 0 | 200.4 | 150.4 | 200.4 | 560.32 | 1456.232 | 240.519 | 723.481 | 240.519 | 1215.713 | 1456.232 | -1215.713 | 9900 | 0 | -1805.3641 | 0.99
2016-11-23 17:00 | 180000 | 50 | -50 | 0 | 150.4 | 0 | 0 | 160.6667 | -723.481 | 723.481 | -723.481 | 884.1477 | 724.4128 | -1447.8938 | 9900 | 0 | -1215.713 | 0.99
2016-11-23 18:00 | 179950 | 50 | -16.6 | 33.4 | 0 | 33.4 | 93.3867 | 160.6667 | 160.6667 | 0 | 160.6667 | 0 | 0.71804 | 159.9486 | 9900 | 0 | -1447.8938 | 0.99
2016-11-23 19:00 | 179933.4 | 50 | -16.6 | 33.4 | 0 | 33.4 | 93.3867 | 160.6667 | 160.6667 | 0 | 160.6667 | 0 | 0.83968 | 159.827 | 9756.0462 | 159.9486 | 0 | 0.9756
2016-11-23 20:00 | 179916.8 | 50 | -16.6 | 33.4 | 0 | 33.4 | 93.3867 | 160.6667 | 160.6667 | 0 | 160.6667 | 0 | 4.0797 | 156.587 | 9612.2019 | 159.827 | 0 | 0.96122
2016-11-23 21:00 | 179900.2 | 50 | -16.6 | 33.4 | 0 | 33.4 | 93.3867 | 160.6667 | 160.6667 | 0 | 160.6667 | 0 | 0.84747 | 159.8192 | 9471.2736 | 156.587 | 0 | 0.94713
2016-11-23 22:00 | 179883.6 | 50 | -16.6 | 33.4 | 0 | 33.4 | 93.3867 | 160.6667 | 160.6667 | 0 | 160.6667 | 0 | 0.50967 | 160.157 | 9327.4364 | 159.8192 | 0 | 0.93274
2016-11-23 23:00 | 179867 | 50 | -16.6 | 33.4 | 0 | 33.4 | 93.3867 | 160.6667 | 160.6667 | 0 | 160.6667 | 0 | 0.30303 | 160.3636 | 9183.2951 | 160.157 | 0 | 0.91833
2016-11-24 | 179850.4 | 50 | -16.6 | 33.4 | 0 | 33.4 | 93.3867 | 160.6667 | 160.6667 | 0 | 160.6667 | 0 | 0.70188 | 159.9648 | 9038.9678 | 160.3636 | 0 | 0.9039
2016-11-24 01:00 | 179833.8 | 50 | -16.6 | 33.4 | 0 | 33.4 | 93.3867 | 160.6667 | 160.6667 | 0 | 160.6667 | 0 | 1.974 | 158.6926 | 8894.9995 | 159.9648 | 0 | 0.8895
2016-11-24 02:00 | 179817.2 | 50 | -16.6 | 33.4 | 0 | 33.4 | 93.3867 | 160.6667 | 160.6667 | 0 | 160.6667 | 0 | 6.6205 | 154.0462 | 8752.1761 | 158.6926 | 0 | 0.87522
2016-11-24 03:00 | 179800.6 | 50 | -16.6 | 33.4 | 0 | 33.4 | 93.3867 | 160.6667 | 160.6667 | 0 | 160.6667 | 0 | 5.4926 | 155.174 | 8613.5345 | 154.0462 | 0 | 0.86135
2016-11-24 04:00 | 179784 | 50 | -16.6 | 33.4 | 0 | 33.4 | 93.3867 | 160.6667 | 160.6667 | 0 | 160.6667 | 0 | 5.4107 | 155.256 | 8473.8779 | 155.174 | 0 | 0.84739
2016-11-24 05:00 | 179767.4 | 50 | -16.6 | 33.4 | 0 | 33.4 | 93.3867 | 160.6667 | 160.6667 | 0 | 160.6667 | 0 | 3.23 | 157.4367 | 8334.1475 | 155.256 | 0 | 0.83341
2016-11-24 06:00 | 179750.8 | 50 | -16.6 | 33.4 | 0 | 33.4 | 93.3867 | 160.6667 | 160.6667 | 0 | 160.6667 | 0 | 0.61573 | 160.0509 | 8192.4545 | 157.4367 | 0 | 0.81925
2016-11-24 07:00 | 179734.2 | 50 | -16.6 | 33.4 | 0 | 33.4 | 93.3867 | 160.6667 | 160.6667 | 0 | 160.6667 | 0 | 0.069409 | 160.5973 | 8048.4087 | 160.0509 | 0 | 0.80484
2016-11-24 08:00 | 179717.6 | 50 | -16.6 | 33.4 | 0 | 33.4 | 93.3867 | 160.6667 | 160.6667 | 0 | 160.6667 | 2.8422e-14 | 480.0353 | -319.3686 | 7903.8712 | 160.5973 | 0 | 0.79039
2016-11-24 09:00 | 179701 | 50 | 150.4 | 200.4 | 0 | 200.4 | 560.32 | 1255.2907 | 964 | 0 | 964 | 291.2907 | 1255.2907 | -291.2907 | 8191.303 | -319.3686 | 0 | 0.81913
2016-11-24 10:00 | 179851.4 | 50 | 148.6 | 200.4 | 0 | 200.4 | 560.32 | 1914.9332 | 964 | 0 | 964 | 950.9332 | 1914.9332 | -950.9332 | 8453.4646 | -291.2907 | 0 | 0.84535
2016-11-24 11:00 | 180000 | 50 | 0 | 200.4 | 1.8 | 200.4 | 560.32 | 2407.0275 | 955.3413 | 8.6587 | 955.3413 | 1451.6862 | 2407.0275 | -1451.6862 | 9309.3044 | -950.9332 | 0 | 0.93093
2016-11-24 12:00 | 180000 | 50 | 0 | 200.4 | 150.4 | 200.4 | 560.32 | 2654.3605 | 240.519 | 723.481 | 240.519 | 2413.8415 | 2654.3605 | -2413.8415 | 9900 | -656.3285 | -2108.0146 | 0.99
2016-11-24 13:00 | 180000 | 50 | 0 | 200.4 | 150.4 | 200.4 | 560.32 | 2656.3031 | 240.519 | 723.481 | 240.519 | 2415.7841 | 2656.3031 | -2415.7841 | 9900 | 0 | -2413.8415 | 0.99
2016-11-24 14:00 | 180000 | 50 | 0 | 200.4 | 150.4 | 200.4 | 560.32 | 2440.6058 | 240.519 | 723.481 | 240.519 | 2200.0869 | 2440.6058 | -2200.0869 | 9900 | 0 | -2415.7841 | 0.99
2016-11-24 15:00 | 180000 | 50 | 0 | 200.4 | 150.4 | 200.4 | 560.32 | 2038.5673 | 240.519 | 723.481 | 240.519 | 1798.0484 | 2038.5673 | -1798.0484 | 9900 | 0 | -2200.0869 | 0.99
2016-11-24 16:00 | 180000 | 50 | 0 | 200.4 | 150.4 | 200.4 | 560.32 | 1459.1123 | 240.519 | 723.481 | 240.519 | 1218.5934 | 1459.1123 | -1218.5934 | 9900 | 0 | -1798.0484 | 0.99
2016-11-24 17:00 | 180000 | 50 | -50 | 0 | 150.4 | 0 | 0 | 160.6667 | -723.481 | 723.481 | -723.481 | 884.1477 | 745.3468 | -1468.8279 | 9900 | 0 | -1218.5934 | 0.99
2016-11-24 18:00 | 179950 | 50 | -16.6 | 33.4 | 0 | 33.4 | 93.3867 | 160.6667 | 160.6667 | 0 | 160.6667 | 0 | 50.3782 | 110.2885 | 9900 | 0 | -1468.8279 | 0.99
2016-11-24 19:00 | 179933.4 | 50 | -16.6 | 33.4 | 0 | 33.4 | 93.3867 | 160.6667 | 160.6667 | 0 | 160.6667 | 0 | 72.923 | 87.7437 | 9800.7404 | 110.2885 | 0 | 0.98007
2016-11-24 20:00 | 179916.8 | 50 | -16.6 | 33.4 | 0 | 33.4 | 93.3867 | 160.6667 | 160.6667 | 0 | 160.6667 | 0 | 216.8763 | -56.2096 | 9721.7711 | 87.7437 | 0 | 0.97218
2016-11-24 21:00 | 179900.2 | 50 | -16.6 | 33.4 | 0 | 33.4 | 93.3867 | 160.6667 | 160.6667 | 0 | 160.6667 | 0 | 244.6779 | -84.0113 | 9772.3598 | -56.2096 | 0 | 0.97724
2016-11-24 22:00 | 179883.6 | 50 | -16.6 | 33.4 | 0 | 33.4 | 93.3867 | 160.6667 | 160.6667 | 0 | 160.6667 | 0 | 269.0226 | -108.356 | 9847.9699 | -84.0113 | 0 | 0.9848
2016-11-24 23:00 | 179867 | 50 | -16.6 | 33.4 | 0 | 33.4 | 93.3867 | 160.6667 | 160.6667 | 0 | 160.6667 | 2.8422e-14 | 437.8749 | -277.2082 | 9900 | -57.8112 | -166.1672 | 0.99
2016-11-25 | 179850.4 | 50 | -50 | 0 | 0 | 0 | 0 | 160.6667 | 0 | 0 | 0 | 160.6667 | 536.5866 | -536.5866 | 9900 | 0 | -277.2082 | 0.99
2016-11-25 01:00 | 179800.4 | 50 | -50 | 0 | 0 | 0 | 0 | 160.6667 | 0 | 0 | 0 | 160.6667 | 557.1608 | -557.1608 | 9900 | 0 | -536.5866 | 0.99
2016-11-25 02:00 | 179750.4 | 50 | -50 | 0 | 0 | 0 | 0 | 160.6667 | 0 | 0 | 0 | 160.6667 | 569.7648 | -569.7648 | 9900 | 0 | -557.1608 | 0.99
2016-11-25 03:00 | 179700.4 | 50 | -16.6 | 33.4 | 0 | 33.4 | 93.3867 | 160.6667 | 160.6667 | 0 | 160.6667 | 0 | 336.5745 | -175.9078 | 9900 | 0 | -569.7648 | 0.99
2016-11-25 04:00 | 179683.8 | 50 | -16.6 | 33.4 | 0 | 33.4 | 93.3867 | 160.6667 | 160.6667 | 0 | 160.6667 | 0 | 291.2816 | -130.6149 | 9900 | 0 | -175.9078 | 0.99
2016-11-25 05:00 | 179667.2 | 50 | -16.6 | 33.4 | 0 | 33.4 | 93.3867 | 160.6667 | 160.6667 | 0 | 160.6667 | 0 | 399.1149 | -238.4483 | 9900 | 0 | -130.6149 | 0.99
2016-11-25 06:00 | 179650.6 | 50 | -16.6 | 33.4 | 0 | 33.4 | 93.3867 | 160.6667 | 160.6667 | 0 | 160.6667 | 0 | 209.6039 | -48.9372 | 9900 | 0 | -238.4483 | 0.99
2016-11-25 07:00 | 179634 | 50 | -16.6 | 33.4 | 0 | 33.4 | 93.3867 | 160.6667 | 160.6667 | 0 | 160.6667 | 0 | 144.3233 | 16.3434 | 9900 | 0 | -48.9372 | 0.99
2016-11-25 08:00 | 179617.4 | 50 | -50 | 0 | 0 | 0 | 0 | 160.6667 | 0 | 0 | 0 | 160.6667 | 616.433 | -616.433 | 9885.2909 | 16.3434 | 0 | 0.98853
2016-11-25 09:00 | 179567.4 | 50 | 150.4 | 200.4 | 0 | 200.4 | 560.32 | 1252.3925 | 964 | 0 | 964 | 288.3925 | 1252.3925 | -288.3925 | 9900 | -16.3434 | -632.7764 | 0.99
2016-11-25 10:00 | 179717.8 | 50 | 150.4 | 200.4 | 0 | 200.4 | 560.32 | 2546.9858 | 964 | 0 | 964 | 1582.9858 | 2546.9858 | -1582.9858 | 9900 | 0 | -288.3925 | 0.99
2016-11-25 11:00 | 179868.2 | 50 | 131.8 | 200.4 | 0 | 200.4 | 560.32 | 2830.5295 | 964 | 0 | 964 | 1866.5295 | 2830.5295 | -1866.5295 | 9900 | 0 | -1582.9858 | 0.99
2016-11-25 12:00 | 180000 | 50 | 0 | 200.4 | 18.6 | 200.4 | 560.32 | 3362.1532 | 874.5269 | 89.4731 | 874.5269 | 2487.6263 | 3362.1532 | -2487.6263 | 9900 | 0 | -1866.5295 | 0.99
2016-11-25 13:00 | 180000 | 50 | 0 | 200.4 | 150.4 | 200.4 | 560.32 | 3323.1443 | 240.519 | 723.481 | 240.519 | 3082.6254 | 3323.1443 | -3082.6254 | 9900 | 0 | -2487.6263 | 0.99
2016-11-25 14:00 | 180000 | 50 | 0 | 200.4 | 150.4 | 200.4 | 560.32 | 3123.4463 | 240.519 | 723.481 | 240.519 | 2882.9273 | 3123.4463 | -2882.9273 | 9900 | 0 | -3082.6254 | 0.99
2016-11-25 15:00 | 180000 | 50 | 0 | 200.4 | 150.4 | 200.4 | 560.32 | 2038.4001 | 240.519 | 723.481 | 240.519 | 1797.8812 | 2038.4001 | -1797.8812 | 9900 | 0 | -2882.9273 | 0.99
2016-11-25 16:00 | 180000 | 50 | 0 | 200.4 | 150.4 | 200.4 | 560.32 | 2260.1857 | 240.519 | 723.481 | 240.519 | 2019.6667 | 2260.1857 | -2019.6667 | 9900 | 0 | -1797.8812 | 0.99
2016-11-25 17:00 | 180000 | 50 | 0 | 200.4 | 150.4 | 200.4 | 560.32 | 1479.6099 | 240.519 | 723.481 | 240.519 | 1239.091 | 1479.6099 | -1239.091 | 9900 | 0 | -2019.6667 | 0.99
2016-11-25 18:00 | 180000 | 50 | -50 | 0 | 150.4 | 0 | 0 | 160.6667 | -723.481 | 723.481 | -723.481 | 884.1477 | 465.7448 | -1189.2258 | 9900 | 0 | -1239.091 | 0.99
2016-11-25 19:00 | 179950 | 50 | -16.6 | 33.4 | 0 | 33.4 | 93.3867 | 160.6667 | 160.6667 | 0 | 160.6667 | 0 | 396.4401 | -235.7735 | 9900 | 0 | -1189.2258 | 0.99
2016-11-25 20:00 | 179933.4 | 50 | -16.6 | 33.4 | 0 | 33.4 | 93.3867 | 160.6667 | 160.6667 | 0 | 160.6667 | 2.8422e-14 | 422.8055 | -262.1388 | 9900 | 0 | -235.7735 | 0.99
2016-11-25 21:00 | 179916.8 | 50 | -16.6 | 33.4 | 0 | 33.4 | 93.3867 | 160.6667 | 160.6667 | 0 | 160.6667 | 0 | 253.3527 | -92.686 | 9900 | 0 | -262.1388 | 0.99
2016-11-25 22:00 | 179900.2 | 50 | -16.6 | 33.4 | 0 | 33.4 | 93.3867 | 160.6667 | 160.6667 | 0 | 160.6667 | 0 | 204.2066 | -43.5399 | 9900 | 0 | -92.686 | 0.99
2016-11-25 23:00 | 179883.6 | 50 | -16.6 | 33.4 | 0 | 33.4 | 93.3867 | 160.6667 | 160.6667 | 0 | 160.6667 | 0 | 229.6113 | -68.9446 | 9900 | 0 | -43.5399 | 0.99
2016-11-26 | 179867 | 50 | -16.6 | 33.4 | 0 | 33.4 | 93.3867 | 160.6667 | 160.6667 | 0 | 160.6667 | 0 | 309.6098 | -148.9431 | 9900 | 0 | -68.9446 | 0.99
2016-11-26 01:00 | 179850.4 | 50 | -16.6 | 33.4 | 0 | 33.4 | 93.3867 | 160.6667 | 160.6667 | 0 | 160.6667 | 0 | 344.232 | -183.5654 | 9900 | 0 | -148.9431 | 0.99
2016-11-26 02:00 | 179833.8 | 50 | -16.6 | 33.4 | 0 | 33.4 | 93.3867 | 160.6667 | 160.6667 | 0 | 160.6667 | 2.8422e-14 | 498.3672 | -337.7006 | 9900 | 0 | -183.5654 | 0.99
2016-11-26 03:00 | 179817.2 | 50 | -50 | 0 | 0 | 0 | 0 | 160.6667 | 0 | 0 | 0 | 160.6667 | 571.2293 | -571.2293 | 9900 | 0 | -337.7006 | 0.99
2016-11-26 04:00 | 179767.2 | 50 | -50 | 0 | 0 | 0 | 0 | 160.6667 | 0 | 0 | 0 | 160.6667 | 614.2497 | -614.2497 | 9900 | 0 | -571.2293 | 0.99
2016-11-26 05:00 | 179717.2 | 50 | -50 | 0 | 0 | 0 | 0 | 160.6667 | 0 | 0 | 0 | 160.6667 | 708.4862 | -708.4862 | 9900 | 0 | -614.2497 | 0.99
2016-11-26 06:00 | 179667.2 | 50 | -50 | 0 | 0 | 0 | 0 | 160.6667 | 0 | 0 | 0 | 160.6667 | 746.912 | -746.912 | 9900 | 0 | -708.4862 | 0.99
2016-11-26 07:00 | 179617.2 | 50 | -50 | 0 | 0 | 0 | 0 | 160.6667 | 0 | 0 | 0 | 160.6667 | 876.6537 | -876.6537 | 9900 | 0 | -746.912 | 0.99
2016-11-26 08:00 | 179567.2 | 50 | 150.4 | 200.4 | 0 | 200.4 | 560.32 | 1278.5569 | 964 | 0 | 964 | 314.5569 | 1278.5569 | -314.5569 | 9900 | 0 | -876.6537 | 0.99
2016-11-26 09:00 | 179717.6 | 50 | 150.4 | 200.4 | 0 | 200.4 | 560.32 | 1844.2827 | 964 | 0 | 964 | 880.2827 | 1844.2827 | -880.2827 | 9900 | 0 | -314.5569 | 0.99
2016-11-26 10:00 | 179868 | 50 | 132 | 200.4 | 0 | 200.4 | 560.32 | 2770.9313 | 964 | 0 | 964 | 1806.9313 | 2770.9313 | -1806.9313 | 9900 | 0 | -880.2827 | 0.99
2016-11-26 11:00 | 180000 | 50 | 0 | 200.4 | 18.4 | 200.4 | 560.32 | 3206.2459 | 875.489 | 88.511 | 875.489 | 2330.7568 | 3206.2459 | -2330.7568 | 9900 | 0 | -1806.9313 | 0.99
2016-11-26 12:00 | 180000 | 50 | 0 | 200.4 | 150.4 | 200.4 | 560.32 | 3027.9523 | 240.519 | 723.481 | 240.519 | 2787.4334 | 3027.9523 | -2787.4334 | 9900 | 0 | -2330.7568 | 0.99
2016-11-26 13:00 | 180000 | 50 | 0 | 200.4 | 150.4 | 200.4 | 560.32 | 3008.8666 | 240.519 | 723.481 | 240.519 | 2768.3476 | 3008.8666 | -2768.3476 | 9900 | 0 | -2787.4334 | 0.99
2016-11-26 14:00 | 180000 | 50 | 0 | 200.4 | 150.4 | 200.4 | 560.32 | 1934.2848 | 240.519 | 723.481 | 240.519 | 1693.7658 | 1934.2848 | -1693.7658 | 9900 | 0 | -2768.3476 | 0.99
2016-11-26 15:00 | 180000 | 50 | 0 | 200.4 | 150.4 | 200.4 | 560.32 | 2051.9599 | 240.519 | 723.481 | 240.519 | 1811.4409 | 2051.9599 | -1811.4409 | 9900 | 0 | -1693.7658 | 0.99
2016-11-26 16:00 | 180000 | 50 | 0 | 200.4 | 150.4 | 200.4 | 560.32 | 1602.2886 | 240.519 | 723.481 | 240.519 | 1361.7696 | 1602.2886 | -1361.7696 | 9900 | 0 | -1811.4409 | 0.99
2016-11-26 17:00 | 180000 | 50 | -50 | 0 | 150.4 | 0 | 0 | 160.6667 | -723.481 | 723.481 | -723.481 | 884.1477 | 956.9711 | -1680.4521 | 9900 | 0 | -1361.7696 | 0.99
2016-11-26 18:00 | 179950 | 50 | -16.6 | 33.4 | 0 | 33.4 | 93.3867 | 160.6667 | 160.6667 | 0 | 160.6667 | 0 | 23.6447 | 137.0219 | 9900 | 0 | -1680.4521 | 0.99
2016-11-26 19:00 | 179933.4 | 50 | -16.6 | 33.4 | 0 | 33.4 | 93.3867 | 160.6667 | 160.6667 | 0 | 160.6667 | 0 | 50.8546 | 109.8121 | 9776.6803 | 137.0219 | 0 | 0.97767
2016-11-26 20:00 | 179916.8 | 50 | -16.6 | 33.4 | 0 | 33.4 | 93.3867 | 160.6667 | 160.6667 | 0 | 160.6667 | 0 | 51.413 | 109.2537 | 9677.8494 | 109.8121 | 0 | 0.96778
2016-11-26 21:00 | 179900.2 | 50 | -16.6 | 33.4 | 0 | 33.4 | 93.3867 | 160.6667 | 160.6667 | 0 | 160.6667 | 0 | 66.2131 | 94.4535 | 9579.5211 | 109.2537 | 0 | 0.95795
2016-11-26 22:00 | 179883.6 | 50 | -16.6 | 33.4 | 0 | 33.4 | 93.3867 | 160.6667 | 160.6667 | 0 | 160.6667 | 0 | 152.254 | 8.4127 | 9494.5129 | 94.4535 | 0 | 0.94945
2016-11-26 23:00 | 179867 | 50 | -16.6 | 33.4 | 0 | 33.4 | 93.3867 | 160.6667 | 160.6667 | 0 | 160.6667 | 0 | 215.1805 | -54.5139 | 9486.9415 | 8.4127 | 0 | 0.94869
2016-11-27 | 179850.4 | 50 | -16.6 | 33.4 | 0 | 33.4 | 93.3867 | 160.6667 | 160.6667 | 0 | 160.6667 | 0 | 276.3502 | -115.6835 | 9536.004 | -54.5139 | 0 | 0.9536
2016-11-27 01:00 | 179833.8 | 50 | -16.6 | 33.4 | 0 | 33.4 | 93.3867 | 160.6667 | 160.6667 | 0 | 160.6667 | 0 | 268.99 | -108.3234 | 9640.1192 | -115.6835 | 0 | 0.96401
2016-11-27 02:00 | 179817.2 | 50 | -16.6 | 33.4 | 0 | 33.4 | 93.3867 | 160.6667 | 160.6667 | 0 | 160.6667 | 0 | 183.3025 | -22.6358 | 9737.6102 | -108.3234 | 0 | 0.97376
2016-11-27 03:00 | 179800.6 | 50 | -16.6 | 33.4 | 0 | 33.4 | 93.3867 | 160.6667 | 160.6667 | 0 | 160.6667 | 0 | 222.7302 | -62.0635 | 9757.9825 | -22.6358 | 0 | 0.9758
2016-11-27 04:00 | 179784 | 50 | -16.6 | 33.4 | 0 | 33.4 | 93.3867 | 160.6667 | 160.6667 | 0 | 160.6667 | 0 | 189.5313 | -28.8646 | 9813.8396 | -62.0635 | 0 | 0.98138
2016-11-27 05:00 | 179767.4 | 50 | -16.6 | 33.4 | 0 | 33.4 | 93.3867 | 160.6667 | 160.6667 | 0 | 160.6667 | 0 | 183.6612 | -22.9945 | 9839.8178 | -28.8646 | 0 | 0.98398
2016-11-27 06:00 | 179750.8 | 50 | -16.6 | 33.4 | 0 | 33.4 | 93.3867 | 160.6667 | 160.6667 | 0 | 160.6667 | 0 | 253.9723 | -93.3056 | 9860.5128 | -22.9945 | 0 | 0.98605
2016-11-27 07:00 | 179734.2 | 50 | -16.6 | 33.4 | 0 | 33.4 | 93.3867 | 160.6667 | 160.6667 | 0 | 160.6667 | 0 | 236.6228 | -75.9562 | 9900 | -43.8746 | -137.1803 | 0.99
2016-11-27 08:00 | 179717.6 | 50 | -50 | 0 | 0 | 0 | 0 | 160.6667 | 0 | 0 | 0 | 160.6667 | 649.9033 | -649.9033 | 9900 | 0 | -75.9562 | 0.99
2016-11-27 09:00 | 179667.6 | 50 | 150.4 | 200.4 | 0 | 200.4 | 560.32 | 1371.1656 | 964 | 0 | 964 | 407.1656 | 1371.1656 | -407.1656 | 9900 | 0 | -649.9033 | 0.99
2016-11-27 10:00 | 179818 | 50 | 150.4 | 200.4 | 0 | 200.4 | 560.32 | 2064.3441 | 964 | 0 | 964 | 1100.3441 | 2064.3441 | -1100.3441 | 9900 | 0 | -407.1656 | 0.99
2016-11-27 11:00 | 179968.4 | 50 | 31.6 | 200.4 | 0 | 200.4 | 560.32 | 2760.1721 | 964 | 0 | 964 | 1796.1721 | 2760.1721 | -1796.1721 | 9900 | 0 | -1100.3441 | 0.99
2016-11-27 12:00 | 180000 | 50 | 0 | 200.4 | 118.8 | 200.4 | 560.32 | 1736.0021 | 392.5269 | 571.4731 | 392.5269 | 1343.4751 | 1736.0021 | -1343.4751 | 9900 | 0 | -1796.1721 | 0.99
2016-11-27 13:00 | 180000 | 50 | 0 | 200.4 | 150.4 | 200.4 | 560.32 | 3042.2311 | 240.519 | 723.481 | 240.519 | 2801.7121 | 3042.2311 | -2801.7121 | 9900 | 0 | -1343.4751 | 0.99
2016-11-27 14:00 | 180000 | 50 | 0 | 200.4 | 150.4 | 200.4 | 560.32 | 2914.4162 | 240.519 | 723.481 | 240.519 | 2673.8972 | 2914.4162 | -2673.8972 | 9900 | 0 | -2801.7121 | 0.99
2016-11-27 15:00 | 180000 | 50 | 0 | 200.4 | 150.4 | 200.4 | 560.32 | 2404.7152 | 240.519 | 723.481 | 240.519 | 2164.1963 | 2404.7152 | -2164.1963 | 9900 | 0 | -2673.8972 | 0.99
2016-11-27 16:00 | 180000 | 50 | 0 | 200.4 | 150.4 | 200.4 | 560.32 | 1815.9079 | 240.519 | 723.481 | 240.519 | 1575.3889 | 1815.9079 | -1575.3889 | 9900 | 0 | -2164.1963 | 0.99
2016-11-27 17:00 | 180000 | 50 | 0 | 200.4 | 150.4 | 200.4 | 560.32 | 1004.2215 | 240.519 | 723.481 | 240.519 | 763.7025 | 1004.2215 | -763.7025 | 9900 | 0 | -1575.3889 | 0.99
2016-11-27 18:00 | 180000 | 50 | -16.6 | 33.4 | 150.4 | 33.4 | 93.3867 | 160.6667 | -562.8144 | 723.481 | -562.8144 | 723.481 | 276.2543 | -839.0687 | 9900 | 0 | -763.7025 | 0.99
2016-11-27 19:00 | 179983.4 | 50 | -16.6 | 33.4 | 0 | 33.4 | 93.3867 | 160.6667 | 160.6667 | 0 | 160.6667 | 0 | 274.9301 | -114.2634 | 9900 | 0 | -839.0687 | 0.99
2016-11-27 20:00 | 179966.8 | 50 | -50 | 0 | 0 | 0 | 0 | 160.6667 | 0 | 0 | 0 | 160.6667 | 666.8371 | -666.8371 | 9900 | 0 | -114.2634 | 0.99
2016-11-27 21:00 | 179916.8 | 50 | -50 | 0 | 0 | 0 | 0 | 160.6667 | 0 | 0 | 0 | 160.6667 | 572.2274 | -572.2274 | 9900 | 0 | -666.8371 | 0.99
2016-11-27 22:00 | 179866.8 | 50 | -16.6 | 33.4 | 0 | 33.4 | 93.3867 | 160.6667 | 160.6667 | 0 | 160.6667 | 2.8422e-14 | 473.4585 | -312.7919 | 9900 | 0 | -572.2274 | 0.99
2016-11-27 23:00 | 179850.2 | 50 | -50 | 0 | 0 | 0 | 0 | 160.6667 | 0 | 0 | 0 | 160.6667 | 647.0838 | -647.0838 | 9900 | 0 | -312.7919 | 0.99
2016-11-28 | 179800.2 | 50 | -50 | 0 | 0 | 0 | 0 | 160.6667 | 0 | 0 | 0 | 160.6667 | 646.2629 | -646.2629 | 9900 | 0 | -647.0838 | 0.99
2016-11-28 01:00 | 179750.2 | 50 | -16.6 | 33.4 | 0 | 33.4 | 93.3867 | 160.6667 | 160.6667 | 0 | 160.6667 | 0 | 349.8745 | -189.2078 | 9900 | 0 | -646.2629 | 0.99
2016-11-28 02:00 | 179733.6 | 50 | -16.6 | 33.4 | 0 | 33.4 | 93.3867 | 160.6667 | 160.6667 | 0 | 160.6667 | 0 | 286.0613 | -125.3946 | 9900 | 0 | -189.2078 | 0.99
2016-11-28 03:00 | 179717 | 50 | -16.6 | 33.4 | 0 | 33.4 | 93.3867 | 160.6667 | 160.6667 | 0 | 160.6667 | 2.8422e-14 | 490.0564 | -329.3897 | 9900 | 0 | -125.3946 | 0.99
2016-11-28 04:00 | 179700.4 | 50 | -50 | 0 | 0 | 0 | 0 | 160.6667 | 0 | 0 | 0 | 160.6667 | 849.2381 | -849.2381 | 9900 | 0 | -329.3897 | 0.99
2016-11-28 05:00 | 179650.4 | 50 | -16.6 | 33.4 | 0 | 33.4 | 93.3867 | 160.6667 | 160.6667 | 0 | 160.6667 | 0 | 356.8028 | -196.1361 | 9900 | 0 | -849.2381 | 0.99
2016-11-28 06:00 | 179633.8 | 50 | -16.6 | 33.4 | 0 | 33.4 | 93.3867 | 160.6667 | 160.6667 | 0 | 160.6667 | 0 | 404.1301 | -243.4634 | 9900 | 0 | -196.1361 | 0.99
2016-11-28 07:00 | 179617.2 | 50 | -50 | 0 | 0 | 0 | 0 | 160.6667 | 0 | 0 | 0 | 160.6667 | 925.1082 | -925.1082 | 9900 | 0 | -243.4634 | 0.99
2016-11-28 08:00 | 179567.2 | 50 | 150.4 | 200.4 | 0 | 200.4 | 560.32 | 1086.9116 | 964 | 0 | 964 | 122.9116 | 1086.9116 | -122.9116 | 9900 | 0 | -925.1082 | 0.99
2016-11-28 09:00 | 179717.6 | 50 | 150.4 | 200.4 | 0 | 200.4 | 560.32 | 2093.4257 | 964 | 0 | 964 | 1129.4257 | 2093.4257 | -1129.4257 | 9900 | 0 | -122.9116 | 0.99
2016-11-28 10:00 | 179868 | 50 | 132 | 200.4 | 0 | 200.4 | 560.32 | 2321.4338 | 964 | 0 | 964 | 1357.4338 | 2321.4338 | -1357.4338 | 9900 | 0 | -1129.4257 | 0.99
2016-11-28 11:00 | 180000 | 50 | 0 | 200.4 | 18.4 | 200.4 | 560.32 | 3154.3729 | 875.489 | 88.511 | 875.489 | 2278.8839 | 3154.3729 | -2278.8839 | 9900 | 0 | -1357.4338 | 0.99
2016-11-28 12:00 | 180000 | 50 | 0 | 200.4 | 150.4 | 200.4 | 560.32 | 3496.9905 | 240.519 | 723.481 | 240.519 | 3256.4715 | 3496.9905 | -3256.4715 | 9900 | 0 | -2278.8839 | 0.99
2016-11-28 13:00 | 180000 | 50 | 0 | 200.4 | 150.4 | 200.4 | 560.32 | 3554.8915 | 240.519 | 723.481 | 240.519 | 3314.3726 | 3554.8915 | -3314.3726 | 9900 | 0 | -3256.4715 | 0.99
2016-11-28 14:00 | 180000 | 50 | 0 | 200.4 | 150.4 | 200.4 | 560.32 | 2260.4106 | 240.519 | 723.481 | 240.519 | 2019.8916 | 2260.4106 | -2019.8916 | 9900 | 0 | -3314.3726 | 0.99
2016-11-28 15:00 | 180000 | 50 | 0 | 200.4 | 150.4 | 200.4 | 560.32 | 1846.9138 | 240.519 | 723.481 | 240.519 | 1606.3949 | 1846.9138 | -1606.3949 | 9900 | 0 | -2019.8916 | 0.99
2016-11-28 16:00 | 180000 | 50 | 0 | 200.4 | 150.4 | 200.4 | 560.32 | 2351.7001 | 240.519 | 723.481 | 240.519 | 2111.1811 | 2351.7001 | -2111.1811 | 9900 | 0 | -1606.3949 | 0.99
2016-11-28 17:00 | 180000 | 50 | -50 | 0 | 150.4 | 0 | 0 | 160.6667 | -723.481 | 723.481 | -723.481 | 884.1477 | 935.6445 | -1659.1255 | 9900 | 0 | -2111.1811 | 0.99
2016-11-28 18:00 | 179950 | 50 | -16.6 | 33.4 | 0 | 33.4 | 93.3867 | 160.6667 | 160.6667 | 0 | 160.6667 | 0 | 360.4108 | -199.7442 | 9900 | 0 | -1659.1255 | 0.99
2016-11-28 19:00 | 179933.4 | 50 | -50 | 0 | 0 | 0 | 0 | 160.6667 | 0 | 0 | 0 | 160.6667 | 639.0341 | -639.0341 | 9900 | 0 | -199.7442 | 0.99
2016-11-28 20:00 | 179883.4 | 50 | -50 | 0 | 0 | 0 | 0 | 160.6667 | 0 | 0 | 0 | 160.6667 | 513.4365 | -513.4365 | 9900 | 0 | -639.0341 | 0.99
2016-11-28 21:00 | 179833.4 | 50 | -50 | 0 | 0 | 0 | 0 | 160.6667 | 0 | 0 | 0 | 160.6667 | 891.5887 | -891.5887 | 9900 | 0 | -513.4365 | 0.99
2016-11-28 22:00 | 179783.4 | 50 | -16.6 | 33.4 | 0 | 33.4 | 93.3867 | 160.6667 | 160.6667 | 0 | 160.6667 | 2.8422e-14 | 467.321 | -306.6543 | 9900 | 0 | -891.5887 | 0.99
2016-11-28 23:00 | 179766.8 | 50 | -16.6 | 33.4 | 0 | 33.4 | 93.3867 | 160.6667 | 160.6667 | 0 | 160.6667 | 0 | 339.1078 | -178.4411 | 9900 | 0 | -306.6543 | 0.99
2016-11-29 | 179750.2 | 50 | -50 | 0 | 0 | 0 | 0 | 160.6667 | 0 | 0 | 0 | 160.6667 | 583.534 | -583.534 | 9900 | 0 | -178.4411 | 0.99
2016-11-29 01:00 | 179700.2 | 50 | -50 | 0 | 0 | 0 | 0 | 160.6667 | 0 | 0 | 0 | 160.6667 | 581.5481 | -581.5481 | 9900 | 0 | -583.534 | 0.99
2016-11-29 02:00 | 179650.2 | 50 | -50 | 0 | 0 | 0 | 0 | 160.6667 | 0 | 0 | 0 | 160.6667 | 689.2958 | -689.2958 | 9900 | 0 | -581.5481 | 0.99
2016-11-29 03:00 | 179600.2 | 50 | -50 | 0 | 0 | 0 | 0 | 160.6667 | 0 | 0 | 0 | 160.6667 | 955.4978 | -955.4978 | 9900 | 0 | -689.2958 | 0.99
2016-11-29 04:00 | 179550.2 | 50 | -50 | 0 | 0 | 0 | 0 | 160.6667 | 0 | 0 | 0 | 160.6667 | 902.4134 | -902.4134 | 9900 | 0 | -955.4978 | 0.99
2016-11-29 05:00 | 179500.2 | 50 | -50 | 0 | 0 | 0 | 0 | 160.6667 | 0 | 0 | 0 | 160.6667 | 740.6718 | -740.6718 | 9900 | 0 | -902.4134 | 0.99
2016-11-29 06:00 | 179450.2 | 50 | -50 | 0 | 0 | 0 | 0 | 160.6667 | 0 | 0 | 0 | 160.6667 | 922.3485 | -922.3485 | 9900 | 0 | -740.6718 | 0.99
2016-11-29 07:00 | 179400.2 | 50 | -50 | 0 | 0 | 0 | 0 | 160.6667 | 0 | 0 | 0 | 160.6667 | 856.9913 | -856.9913 | 9900 | 0 | -922.3485 | 0.99
2016-11-29 08:00 | 179350.2 | 50 | 150.4 | 200.4 | 0 | 200.4 | 560.32 | 1422.3848 | 964 | 0 | 964 | 458.3848 | 1422.3848 | -458.3848 | 9900 | 0 | -856.9913 | 0.99
2016-11-29 09:00 | 179500.6 | 50 | 150.4 | 200.4 | 0 | 200.4 | 560.32 | 2160.0404 | 964 | 0 | 964 | 1196.0404 | 2160.0404 | -1196.0404 | 9900 | 0 | -458.3848 | 0.99
2016-11-29 10:00 | 179651 | 50 | 150.4 | 200.4 | 0 | 200.4 | 560.32 | 1534.119 | 964 | 0 | 964 | 570.119 | 1534.119 | -570.119 | 9900 | 0 | -1196.0404 | 0.99
2016-11-29 11:00 | 179801.4 | 50 | 150.4 | 200.4 | 0 | 200.4 | 560.32 | 2542.8793 | 964 | 0 | 964 | 1578.8793 | 2542.8793 | -1578.8793 | 9900 | 0 | -570.119 | 0.99
2016-11-29 12:00 | 179951.8 | 50 | 48.2 | 200.4 | 0 | 200.4 | 560.32 | 2693.6709 | 964 | 0 | 964 | 1729.6709 | 2693.6709 | -1729.6709 | 9900 | 0 | -1578.8793 | 0.99
2016-11-29 13:00 | 180000 | 50 | 0 | 200.4 | 102.2 | 200.4 | 560.32 | 2598.9901 | 472.3792 | 491.6208 | 472.3792 | 2126.6109 | 2598.9901 | -2126.6109 | 9900 | 0 | -1729.6709 | 0.99
2016-11-29 14:00 | 180000 | 50 | 0 | 200.4 | 150.4 | 200.4 | 560.32 | 1903.1293 | 240.519 | 723.481 | 240.519 | 1662.6103 | 1903.1293 | -1662.6103 | 9900 | 0 | -2126.6109 | 0.99
2016-11-29 15:00 | 180000 | 50 | 0 | 200.4 | 150.4 | 200.4 | 560.32 | 2956.8855 | 240.519 | 723.481 | 240.519 | 2716.3665 | 2956.8855 | -2716.3665 | 9900 | 0 | -1662.6103 | 0.99
2016-11-29 16:00 | 180000 | 50 | 0 | 200.4 | 150.4 | 200.4 | 560.32 | 2401.7101 | 240.519 | 723.481 | 240.519 | 2161.1911 | 2401.7101 | -2161.1911 | 9900 | 0 | -2716.3665 | 0.99
2016-11-29 17:00 | 180000 | 50 | 0 | 200.4 | 150.4 | 200.4 | 560.32 | 1685.5765 | 240.519 | 723.481 | 240.519 | 1445.0575 | 1685.5765 | -1445.0575 | 9900 | 0 | -2161.1911 | 0.99
2016-11-29 18:00 | 180000 | 50 | 0 | 200.4 | 150.4 | 200.4 | 560.32 | 974.3882 | 240.519 | 723.481 | 240.519 | 733.8692 | 974.3882 | -733.8692 | 9900 | 0 | -1445.0575 | 0.99
2016-11-29 19:00 | 180000 | 50 | 0 | 200.4 | 150.4 | 200.4 | 560.32 | 971.3023 | 240.519 | 723.481 | 240.519 | 730.7833 | 971.3023 | -730.7833 | 9900 | 0 | -733.8692 | 0.99
2016-11-29 20:00 | 180000 | 50 | -50 | 0 | 150.4 | 0 | 0 | 160.6667 | -723.481 | 723.481 | -723.481 | 884.1477 | 897.2901 | -1620.7711 | 9900 | 0 | -730.7833 | 0.99
2016-11-29 21:00 | 179950 | 50 | -50 | 0 | 0 | 0 | 0 | 160.6667 | 0 | 0 | 0 | 160.6667 | 790.2806 | -790.2806 | 9900 | 0 | -1620.7711 | 0.99
2016-11-29 22:00 | 179900 | 50 | -50 | 0 | 0 | 0 | 0 | 160.6667 | 0 | 0 | 0 | 160.6667 | 651.7971 | -651.7971 | 9900 | 0 | -790.2806 | 0.99
2016-11-29 23:00 | 179850 | 50 | -50 | 0 | 0 | 0 | 0 | 160.6667 | 0 | 0 | 0 | 160.6667 | 511.0005 | -511.0005 | 9900 | 0 | -651.7971 | 0.99
2016-11-30 | 179800 | 50 | -16.6 | 33.4 | 0 | 33.4 | 93.3867 | 160.6667 | 160.6667 | 0 | 160.6667 | 0 | 393.1684 | -232.5017 | 9900 | 0 | -511.0005 | 0.99
2016-11-30 01:00 | 179783.4 | 50 | -16.6 | 33.4 | 0 | 33.4 | 93.3867 | 160.6667 | 160.6667 | 0 | 160.6667 | 0 | 316.1543 | -155.4876 | 9900 | 0 | -232.5017 | 0.99
2016-11-30 02:00 | 179766.8 | 50 | -16.6 | 33.4 | 0 | 33.4 | 93.3867 | 160.6667 | 160.6667 | 0 | 160.6667 | 0 | 194.0155 | -33.3488 | 9900 | 0 | -155.4876 | 0.99
2016-11-30 03:00 | 179750.2 | 50 | -16.6 | 33.4 | 0 | 33.4 | 93.3867 | 160.6667 | 160.6667 | 0 | 160.6667 | 0 | 157.2064 | 3.4603 | 9900 | 0 | -33.3488 | 0.99
2016-11-30 04:00 | 179733.6 | 50 | -16.6 | 33.4 | 0 | 33.4 | 93.3867 | 160.6667 | 160.6667 | 0 | 160.6667 | 0 | 161.5007 | -0.83408 | 9896.8857 | 3.4603 | 0 | 0.98969
2016-11-30 05:00 | 179717 | 50 | -16.6 | 33.4 | 0 | 33.4 | 93.3867 | 160.6667 | 160.6667 | 0 | 160.6667 | 0 | 185.1939 | -24.5273 | 9897.6364 | -0.83408 | 0 | 0.98976
2016-11-30 06:00 | 179700.4 | 50 | -16.6 | 33.4 | 0 | 33.4 | 93.3867 | 160.6667 | 160.6667 | 0 | 160.6667 | 0 | 114.0087 | 46.658 | 9900 | -2.6262 | -27.1535 | 0.99
2016-11-30 07:00 | 179683.8 | 50 | -16.6 | 33.4 | 0 | 33.4 | 93.3867 | 160.6667 | 160.6667 | 0 | 160.6667 | 0 | 146.7821 | 13.8845 | 9858.0078 | 46.658 | 0 | 0.9858
2016-11-30 08:00 | 179667.2 | 50 | -50 | 0 | 0 | 0 | 0 | 160.6667 | 0 | 0 | 0 | 160.6667 | 484.8599 | -484.8599 | 9845.5117 | 13.8845 | 0 | 0.98455
2016-11-30 09:00 | 179617.2 | 50 | 150.4 | 200.4 | 0 | 200.4 | 560.32 | 1206.249 | 964 | 0 | 964 | 242.249 | 1206.249 | -242.249 | 9900 | -60.5425 | -545.4024 | 0.99
2016-11-30 10:00 | 179767.6 | 50 | 150.4 | 200.4 | 0 | 200.4 | 560.32 | 1862.2592 | 964 | 0 | 964 | 898.2592 | 1862.2592 | -898.2592 | 9900 | 0 | -242.249 | 0.99
2016-11-30 11:00 | 179918 | 50 | 82 | 200.4 | 0 | 200.4 | 560.32 | 2280.5582 | 964 | 0 | 964 | 1316.5582 | 2280.5582 | -1316.5582 | 9900 | 0 | -898.2592 | 0.99
2016-11-30 12:00 | 180000 | 50 | 0 | 200.4 | 68.4 | 200.4 | 560.32 | 2668.8753 | 634.9701 | 329.0299 | 634.9701 | 2033.9052 | 2668.8753 | -2033.9052 | 9900 | 0 | -1316.5582 | 0.99
2016-11-30 13:00 | 180000 | 50 | 0 | 200.4 | 150.4 | 200.4 | 560.32 | 2816.7257 | 240.519 | 723.481 | 240.519 | 2576.2068 | 2816.7257 | -2576.2068 | 9900 | 0 | -2033.9052 | 0.99
2016-11-30 14:00 | 180000 | 50 | 0 | 200.4 | 150.4 | 200.4 | 560.32 | 2710.178 | 240.519 | 723.481 | 240.519 | 2469.659 | 2710.178 | -2469.659 | 9900 | 0 | -2576.2068 | 0.99
2016-11-30 15:00 | 180000 | 50 | 0 | 200.4 | 150.4 | 200.4 | 560.32 | 2298.4313 | 240.519 | 723.481 | 240.519 | 2057.9124 | 2298.4313 | -2057.9124 | 9900 | 0 | -2469.659 | 0.99
2016-11-30 16:00 | 180000 | 50 | 0 | 200.4 | 150.4 | 200.4 | 560.32 | 1882.8414 | 240.519 | 723.481 | 240.519 | 1642.3224 | 1882.8414 | -1642.3224 | 9900 | 0 | -2057.9124 | 0.99
2016-11-30 17:00 | 180000 | 50 | 0 | 200.4 | 150.4 | 200.4 | 560.32 | 1270.3409 | 240.519 | 723.481 | 240.519 | 1029.822 | 1270.3409 | -1029.822 | 9900 | 0 | -1642.3224 | 0.99
2016-11-30 18:00 | 180000 | 50 | -16.6 | 33.4 | 150.4 | 33.4 | 93.3867 | 160.6667 | -562.8144 | 723.481 | -562.8144 | 723.481 | 450.1739 | -1012.9883 | 9900 | 0 | -1029.822 | 0.99
2016-11-30 19:00 | 179983.4 | 50 | -16.6 | 33.4 | 0 | 33.4 | 93.3867 | 160.6667 | 160.6667 | 0 | 160.6667 | 0 | 311.2219 | -150.5552 | 9900 | 0 | -1012.9883 | 0.99
2016-11-30 20:00 | 179966.8 | 50 | -16.6 | 33.4 | 0 | 33.4 | 93.3867 | 160.6667 | 160.6667 | 0 | 160.6667 | 0 | 115.7056 | 44.961 | 9900 | 0 | -150.5552 | 0.99
2016-11-30 21:00 | 179950.2 | 50 | -16.6 | 33.4 | 0 | 33.4 | 93.3867 | 160.6667 | 160.6667 | 0 | 160.6667 | 0 | 94.4305 | 66.2361 | 9859.5351 | 44.961 | 0 | 0.98595
2016-11-30 22:00 | 179933.6 | 50 | -16.6 | 33.4 | 0 | 33.4 | 93.3867 | 160.6667 | 160.6667 | 0 | 160.6667 | 0 | 82.2337 | 78.433 | 9799.9225 | 66.2361 | 0 | 0.97999
2016-11-30 23:00 | 179917 | 50 | -16.6 | 33.4 | 0 | 33.4 | 93.3867 | 160.6667 | 160.6667 | 0 | 160.6667 | 0 | 53.2674 | 107.3993 | 9729.3329 | 78.433 | 0 | 0.97293
2016-12-01 | 179900.4 | 50 | -16.6 | 33.4 | 0 | 33.4 | 93.3867 | 160.6667 | 160.6667 | 0 | 160.6667 | 0 | 80.3015 | 80.3652 | 9632.6735 | 107.3993 | 0 | 0.96327
2016-12-01 01:00 | 179883.8 | 50 | -16.6 | 33.4 | 0 | 33.4 | 93.3867 | 160.6667 | 160.6667 | 0 | 160.6667 | 0 | 39.1903 | 121.4763 | 9560.3448 | 80.3652 | 0 | 0.95603
2016-12-01 02:00 | 179867.2 | 50 | -16.6 | 33.4 | 0 | 33.4 | 93.3867 | 160.6667 | 160.6667 | 0 | 160.6667 | 0 | 37.5562 | 123.1105 | 9451.0161 | 121.4763 | 0 | 0.9451
2016-12-01 03:00 | 179850.6 | 50 | -16.6 | 33.4 | 0 | 33.4 | 93.3867 | 160.6667 | 160.6667 | 0 | 160.6667 | 0 | 51.3823 | 109.2844 | 9340.2167 | 123.1105 | 0 | 0.93402
2016-12-01 04:00 | 179834 | 50 | -16.6 | 33.4 | 0 | 33.4 | 93.3867 | 160.6667 | 160.6667 | 0 | 160.6667 | 0 | 40.8962 | 119.7705 | 9241.8607 | 109.2844 | 0 | 0.92419
2016-12-01 05:00 | 179817.4 | 50 | -16.6 | 33.4 | 0 | 33.4 | 93.3867 | 160.6667 | 160.6667 | 0 | 160.6667 | 0 | 19.2717 | 141.395 | 9134.0673 | 119.7705 | 0 | 0.91341
2016-12-01 06:00 | 179800.8 | 50 | -16.6 | 33.4 | 0 | 33.4 | 93.3867 | 160.6667 | 160.6667 | 0 | 160.6667 | 0 | 30.1232 | 130.5434 | 9006.8118 | 141.395 | 0 | 0.90068
2016-12-01 07:00 | 179784.2 | 50 | -16.6 | 33.4 | 0 | 33.4 | 93.3867 | 160.6667 | 160.6667 | 0 | 160.6667 | 2.8422e-14 | 25.0672 | 135.5995 | 8889.3227 | 130.5434 | 0 | 0.88893
2016-12-01 08:00 | 179767.6 | 50 | -16.6 | 33.4 | 0 | 33.4 | 93.3867 | 160.6667 | 160.6667 | 0 | 160.6667 | 0 | 386.5729 | -225.9063 | 8767.2832 | 135.5995 | 0 | 0.87673
2016-12-01 09:00 | 179751 | 50 | 150.4 | 200.4 | 0 | 200.4 | 560.32 | 1059.9658 | 964 | 0 | 964 | 95.9658 | 1059.9658 | -95.9658 | 8970.5988 | -225.9063 | 0 | 0.89706
2016-12-01 10:00 | 179901.4 | 50 | 98.6 | 200.4 | 0 | 200.4 | 560.32 | 1652.9498 | 964 | 0 | 964 | 688.9498 | 1652.9498 | -688.9498 | 9056.968 | -95.9658 | 0 | 0.9057
2016-12-01 11:00 | 180000 | 50 | 0 | 200.4 | 51.8 | 200.4 | 560.32 | 2166.8121 | 714.8224 | 249.1776 | 714.8224 | 1451.9897 | 2166.8121 | -1451.9897 | 9677.0229 | -688.9498 | 0 | 0.9677
2016-12-01 12:00 | 180000 | 50 | 0 | 200.4 | 150.4 | 200.4 | 560.32 | 2418.8413 | 240.519 | 723.481 | 240.519 | 2178.3223 | 2418.8413 | -2178.3223 | 9900 | -247.7524 | -1699.7421 | 0.99
2016-12-01 13:00 | 180000 | 50 | 0 | 200.4 | 150.4 | 200.4 | 560.32 | 2389.1515 | 240.519 | 723.481 | 240.519 | 2148.6325 | 2389.1515 | -2148.6325 | 9900 | 0 | -2178.3223 | 0.99
2016-12-01 14:00 | 180000 | 50 | 0 | 200.4 | 150.4 | 200.4 | 560.32 | 2399.2337 | 240.519 | 723.481 | 240.519 | 2158.7147 | 2399.2337 | -2158.7147 | 9900 | 0 | -2148.6325 | 0.99
2016-12-01 15:00 | 180000 | 50 | 0 | 200.4 | 150.4 | 200.4 | 560.32 | 2000.9177 | 240.519 | 723.481 | 240.519 | 1760.3988 | 2000.9177 | -1760.3988 | 9900 | 0 | -2158.7147 | 0.99
2016-12-01 16:00 | 180000 | 50 | -50 | 0 | 150.4 | 0 | 0 | 160.6667 | -723.481 | 723.481 | -723.481 | 884.1477 | 848.1079 | -1571.5889 | 9900 | 0 | -1760.3988 | 0.99
2016-12-01 17:00 | 179950 | 50 | -50 | 0 | 0 | 0 | 0 | 160.6667 | 0 | 0 | 0 | 160.6667 | 951.8448 | -951.8448 | 9900 | 0 | -1571.5889 | 0.99
2016-12-01 18:00 | 179900 | 50 | -16.6 | 33.4 | 0 | 33.4 | 93.3867 | 160.6667 | 160.6667 | 0 | 160.6667 | 0 | 138.1818 | 22.4848 | 9900 | 0 | -951.8448 | 0.99
2016-12-01 19:00 | 179883.4 | 50 | -16.6 | 33.4 | 0 | 33.4 | 93.3867 | 160.6667 | 160.6667 | 0 | 160.6667 | 0 | 71.8224 | 88.8443 | 9879.7636 | 22.4848 | 0 | 0.98798
2016-12-01 20:00 | 179866.8 | 50 | -16.6 | 33.4 | 0 | 33.4 | 93.3867 | 160.6667 | 160.6667 | 0 | 160.6667 | 0 | 277.4058 | -116.7391 | 9799.8038 | 88.8443 | 0 | 0.97998
2016-12-01 21:00 | 179850.2 | 50 | -50 | 0 | 0 | 0 | 0 | 160.6667 | 0 | 0 | 0 | 160.6667 | 517.1143 | -517.1143 | 9900 | -111.3292 | -228.0683 | 0.99
2016-12-01 22:00 | 179800.2 | 50 | -16.6 | 33.4 | 0 | 33.4 | 93.3867 | 160.6667 | 160.6667 | 0 | 160.6667 | 0 | 199.1518 | -38.4852 | 9900 | 0 | -517.1143 | 0.99
2016-12-01 23:00 | 179783.6 | 50 | -16.6 | 33.4 | 0 | 33.4 | 93.3867 | 160.6667 | 160.6667 | 0 | 160.6667 | 0 | 169.8701 | -9.2035 | 9900 | 0 | -38.4852 | 0.99
2016-12-02 | 179767 | 50 | -16.6 | 33.4 | 0 | 33.4 | 93.3867 | 160.6667 | 160.6667 | 0 | 160.6667 | 0 | 336.9199 | -176.2532 | 9900 | 0 | -9.2035 | 0.99
2016-12-02 01:00 | 179750.4 | 50 | -16.6 | 33.4 | 0 | 33.4 | 93.3867 | 160.6667 | 160.6667 | 0 | 160.6667 | 0 | 98.1075 | 62.5591 | 9900 | 0 | -176.2532 | 0.99
2016-12-02 02:00 | 179733.8 | 50 | -16.6 | 33.4 | 0 | 33.4 | 93.3867 | 160.6667 | 160.6667 | 0 | 160.6667 | 0 | 17.5582 | 143.1085 | 9843.6968 | 62.5591 | 0 | 0.98437
2016-12-02 03:00 | 179717.2 | 50 | -16.6 | 33.4 | 0 | 33.4 | 93.3867 | 160.6667 | 160.6667 | 0 | 160.6667 | 0 | 7.7414 | 152.9253 | 9714.8991 | 143.1085 | 0 | 0.97149
2016-12-02 04:00 | 179700.6 | 50 | -16.6 | 33.4 | 0 | 33.4 | 93.3867 | 160.6667 | 160.6667 | 0 | 160.6667 | 0 | 23.3788 | 137.2879 | 9577.2664 | 152.9253 | 0 | 0.95773
2016-12-02 05:00 | 179684 | 50 | -16.6 | 33.4 | 0 | 33.4 | 93.3867 | 160.6667 | 160.6667 | 0 | 160.6667 | 0 | 37.8584 | 122.8082 | 9453.7073 | 137.2879 | 0 | 0.94537
2016-12-02 06:00 | 179667.4 | 50 | -16.6 | 33.4 | 0 | 33.4 | 93.3867 | 160.6667 | 160.6667 | 0 | 160.6667 | 0 | 77.3664 | 83.3003 | 9343.1799 | 122.8082 | 0 | 0.93432
2016-12-02 07:00 | 179650.8 | 50 | -16.6 | 33.4 | 0 | 33.4 | 93.3867 | 160.6667 | 160.6667 | 0 | 160.6667 | 0 | 124.4098 | 36.2568 | 9268.2096 | 83.3003 | 0 | 0.92682
2016-12-02 08:00 | 179634.2 | 50 | -50 | 0 | 0 | 0 | 0 | 160.6667 | 0 | 0 | 0 | 160.6667 | 468.0895 | -468.0895 | 9235.5785 | 36.2568 | 0 | 0.92356
2016-12-02 09:00 | 179584.2 | 50 | 150.4 | 200.4 | 0 | 200.4 | 560.32 | 1224.8769 | 964 | 0 | 964 | 260.8769 | 1224.8769 | -260.8769 | 9656.859 | -468.0895 | 0 | 0.96569
2016-12-02 10:00 | 179734.6 | 50 | 150.4 | 200.4 | 0 | 200.4 | 560.32 | 1841.9972 | 964 | 0 | 964 | 877.9972 | 1841.9972 | -877.9972 | 9891.6483 | -260.8769 | 0 | 0.98916
2016-12-02 11:00 | 179885 | 50 | 115 | 200.4 | 0 | 200.4 | 560.32 | 2171.8691 | 964 | 0 | 964 | 1207.8691 | 2171.8691 | -1207.8691 | 9900 | -9.2797 | -887.2769 | 0.99
2016-12-02 12:00 | 180000 | 50 | 0 | 200.4 | 35.4 | 200.4 | 560.32 | 2325.7508 | 793.7126 | 170.2874 | 793.7126 | 1532.0383 | 2325.7508 | -1532.0383 | 9900 | 0 | -1207.8691 | 0.99
2016-12-02 13:00 | 180000 | 50 | 0 | 200.4 | 150.4 | 200.4 | 560.32 | 2327.2003 | 240.519 | 723.481 | 240.519 | 2086.6813 | 2327.2003 | -2086.6813 | 9900 | 0 | -1532.0383 | 0.99
2016-12-02 14:00 | 180000 | 50 | 0 | 200.4 | 150.4 | 200.4 | 560.32 | 1187.68 | 240.519 | 723.481 | 240.519 | 947.161 | 1187.68 | -947.161 | 9900 | 0 | -2086.6813 | 0.99
2016-12-02 15:00 | 180000 | 50 | 0 | 200.4 | 150.4 | 200.4 | 560.32 | 1787.3995 | 240.519 | 723.481 | 240.519 | 1546.8806 | 1787.3995 | -1546.8806 | 9900 | 0 | -947.161 | 0.99
2016-12-02 16:00 | 180000 | 50 | 0 | 200.4 | 150.4 | 200.4 | 560.32 | 1267.4593 | 240.519 | 723.481 | 240.519 | 1026.9404 | 1267.4593 | -1026.9404 | 9900 | 0 | -1546.8806 | 0.99
2016-12-02 17:00 | 180000 | 50 | -50 | 0 | 150.4 | 0 | 0 | 160.6667 | -723.481 | 723.481 | -723.481 | 884.1477 | 660.4721 | -1383.9531 | 9900 | 0 | -1026.9404 | 0.99
2016-12-02 18:00 | 179950 | 50 | -16.6 | 33.4 | 0 | 33.4 | 93.3867 | 160.6667 | 160.6667 | 0 | 160.6667 | 0 | 47.3968 | 113.2699 | 9900 | 0 | -1383.9531 | 0.99
2016-12-02 19:00 | 179933.4 | 50 | -16.6 | 33.4 | 0 | 33.4 | 93.3867 | 160.6667 | 160.6667 | 0 | 160.6667 | 0 | 17.761 | 142.9056 | 9798.0571 | 113.2699 | 0 | 0.97981
2016-12-02 20:00 | 179916.8 | 50 | -16.6 | 33.4 | 0 | 33.4 | 93.3867 | 160.6667 | 160.6667 | 0 | 160.6667 | 0 | 13.4922 | 147.1745 | 9669.4421 | 142.9056 | 0 | 0.96694
2016-12-02 21:00 | 179900.2 | 50 | -16.6 | 33.4 | 0 | 33.4 | 93.3867 | 160.6667 | 160.6667 | 0 | 160.6667 | 0 | 6.243 | 154.4237 | 9536.9851 | 147.1745 | 0 | 0.9537
2016-12-02 22:00 | 179883.6 | 50 | -16.6 | 33.4 | 0 | 33.4 | 93.3867 | 160.6667 | 160.6667 | 0 | 160.6667 | 0 | 12.5189 | 148.1478 | 9398.0038 | 154.4237 | 0 | 0.9398
2016-12-02 23:00 | 179867 | 50 | -16.6 | 33.4 | 0 | 33.4 | 93.3867 | 160.6667 | 160.6667 | 0 | 160.6667 | 0 | 17.5911 | 143.0756 | 9264.6708 | 148.1478 | 0 | 0.92647
2016-12-03 | 179850.4 | 50 | -16.6 | 33.4 | 0 | 33.4 | 93.3867 | 160.6667 | 160.6667 | 0 | 160.6667 | 0 | 5.9775 | 154.6892 | 9135.9027 | 143.0756 | 0 | 0.91359
2016-12-03 01:00 | 179833.8 | 50 | -16.6 | 33.4 | 0 | 33.4 | 93.3867 | 160.6667 | 160.6667 | 0 | 160.6667 | 0 | 0.73939 | 159.9273 | 8996.6825 | 154.6892 | 0 | 0.89967
2016-12-03 02:00 | 179817.2 | 50 | -16.6 | 33.4 | 0 | 33.4 | 93.3867 | 160.6667 | 160.6667 | 0 | 160.6667 | 0 | 0.82482 | 159.8418 | 8852.7479 | 159.9273 | 0 | 0.88527
2016-12-03 03:00 | 179800.6 | 50 | -16.6 | 33.4 | 0 | 33.4 | 93.3867 | 160.6667 | 160.6667 | 0 | 160.6667 | 0 | 0.30303 | 160.3636 | 8708.8902 | 159.8418 | 0 | 0.87089
2016-12-03 04:00 | 179784 | 50 | -16.6 | 33.4 | 0 | 33.4 | 93.3867 | 160.6667 | 160.6667 | 0 | 160.6667 | 0 | 0 | 160.6667 | 8564.563 | 160.3636 | 0 | 0.85646
2016-12-03 05:00 | 179767.4 | 50 | -16.6 | 33.4 | 0 | 33.4 | 93.3867 | 160.6667 | 160.6667 | 0 | 160.6667 | 0 | 0.40837 | 160.2583 | 8419.963 | 160.6667 | 0 | 0.842
2016-12-03 06:00 | 179750.8 | 50 | -16.6 | 33.4 | 0 | 33.4 | 93.3867 | 160.6667 | 160.6667 | 0 | 160.6667 | 0 | 0.45887 | 160.2078 | 8275.7305 | 160.2583 | 0 | 0.82757
2016-12-03 07:00 | 179734.2 | 50 | -16.6 | 33.4 | 0 | 33.4 | 93.3867 | 160.6667 | 160.6667 | 0 | 160.6667 | 0 | 4.5772 | 156.0895 | 8131.5435 | 160.2078 | 0 | 0.81315
2016-12-03 08:00 | 179717.6 | 50 | -16.6 | 33.4 | 0 | 33.4 | 93.3867 | 160.6667 | 160.6667 | 0 | 160.6667 | 0 | 286.2459 | -125.5793 | 7991.063 | 156.0895 | 0 | 0.79911
2016-12-03 09:00 | 179701 | 50 | 150.4 | 200.4 | 0 | 200.4 | 560.32 | 1204.8872 | 964 | 0 | 964 | 240.8872 | 1204.8872 | -240.8872 | 8104.0843 | -125.5793 | 0 | 0.81041
2016-12-03 10:00 | 179851.4 | 50 | 148.6 | 200.4 | 0 | 200.4 | 560.32 | 1658.8888 | 964 | 0 | 964 | 694.8888 | 1658.8888 | -694.8888 | 8320.8828 | -240.8872 | 0 | 0.83209
2016-12-03 11:00 | 180000 | 50 | 0 | 200.4 | 1.8 | 200.4 | 560.32 | 2140.5168 | 955.3413 | 8.6587 | 955.3413 | 1185.1754 | 2140.5168 | -1185.1754 | 8946.2828 | -694.8888 | 0 | 0.89463
2016-12-03 12:00 | 180000 | 50 | 0 | 200.4 | 150.4 | 200.4 | 560.32 | 2362.274 | 240.519 | 723.481 | 240.519 | 2121.755 | 2362.274 | -2121.755 | 9900 | -1059.6858 | -2244.8612 | 0.99
2016-12-03 13:00 | 180000 | 50 | 0 | 200.4 | 150.4 | 200.4 | 560.32 | 2507.3554 | 240.519 | 723.481 | 240.519 | 2266.8364 | 2507.3554 | -2266.8364 | 9900 | 0 | -2121.755 | 0.99
2016-12-03 14:00 | 180000 | 50 | 0 | 200.4 | 150.4 | 200.4 | 560.32 | 2406.2273 | 240.519 | 723.481 | 240.519 | 2165.7084 | 2406.2273 | -2165.7084 | 9900 | 0 | -2266.8364 | 0.99
2016-12-03 15:00 | 180000 | 50 | 0 | 200.4 | 150.4 | 200.4 | 560.32 | 2115.1568 | 240.519 | 723.481 | 240.519 | 1874.6378 | 2115.1568 | -1874.6378 | 9900 | 0 | -2165.7084 | 0.99
2016-12-03 16:00 | 180000 | 50 | 0 | 200.4 | 150.4 | 200.4 | 560.32 | 1459.3299 | 240.519 | 723.481 | 240.519 | 1218.8109 | 1459.3299 | -1218.8109 | 9900 | 0 | -1874.6378 | 0.99
2016-12-03 17:00 | 180000 | 50 | -50 | 0 | 150.4 | 0 | 0 | 160.6667 | -723.481 | 723.481 | -723.481 | 884.1477 | 762.294 | -1485.7751 | 9900 | 0 | -1218.8109 | 0.99
2016-12-03 18:00 | 179950 | 50 | -16.6 | 33.4 | 0 | 33.4 | 93.3867 | 160.6667 | 160.6667 | 0 | 160.6667 | 0 | 113.316 | 47.3506 | 9900 | 0 | -1485.7751 | 0.99
2016-12-03 19:00 | 179933.4 | 50 | -16.6 | 33.4 | 0 | 33.4 | 93.3867 | 160.6667 | 160.6667 | 0 | 160.6667 | 0 | 242.2157 | -81.549 | 9857.3844 | 47.3506 | 0 | 0.98574
2016-12-03 20:00 | 179916.8 | 50 | -16.6 | 33.4 | 0 | 33.4 | 93.3867 | 160.6667 | 160.6667 | 0 | 160.6667 | 0 | 207.3537 | -46.687 | 9900 | -47.3506 | -128.8997 | 0.99
2016-12-03 21:00 | 179900.2 | 50 | -16.6 | 33.4 | 0 | 33.4 | 93.3867 | 160.6667 | 160.6667 | 0 | 160.6667 | 0 | 105.0736 | 55.5931 | 9900 | 0 | -46.687 | 0.99
2016-12-03 22:00 | 179883.6 | 50 | -16.6 | 33.4 | 0 | 33.4 | 93.3867 | 160.6667 | 160.6667 | 0 | 160.6667 | 0 | 52.5451 | 108.1216 | 9849.9662 | 55.5931 | 0 | 0.985
2016-12-03 23:00 | 179867 | 50 | -16.6 | 33.4 | 0 | 33.4 | 93.3867 | 160.6667 | 160.6667 | 0 | 160.6667 | 0 | 43.8468 | 116.8199 | 9752.6568 | 108.1216 | 0 | 0.97527
2016-12-04 | 179850.4 | 50 | -16.6 | 33.4 | 0 | 33.4 | 93.3867 | 160.6667 | 160.6667 | 0 | 160.6667 | 0 | 84.6388 | 76.0279 | 9647.5189 | 116.8199 | 0 | 0.96475
2016-12-04 01:00 | 179833.8 | 50 | -16.6 | 33.4 | 0 | 33.4 | 93.3867 | 160.6667 | 160.6667 | 0 | 160.6667 | 0 | 68.6264 | 92.0403 | 9579.0939 | 76.0279 | 0 | 0.95791
2016-12-04 02:00 | 179817.2 | 50 | -16.6 | 33.4 | 0 | 33.4 | 93.3867 | 160.6667 | 160.6667 | 0 | 160.6667 | 0 | 53.8821 | 106.7846 | 9496.2576 | 92.0403 | 0 | 0.94963
2016-12-04 03:00 | 179800.6 | 50 | -16.6 | 33.4 | 0 | 33.4 | 93.3867 | 160.6667 | 160.6667 | 0 | 160.6667 | 0 | 169.1313 | -8.4646 | 9400.1515 | 106.7846 | 0 | 0.94002
2016-12-04 04:00 | 179784 | 50 | -16.6 | 33.4 | 0 | 33.4 | 93.3867 | 160.6667 | 160.6667 | 0 | 160.6667 | 0 | 348.7613 | -188.0946 | 9407.7697 | -8.4646 | 0 | 0.94078
2016-12-04 05:00 | 179767.4 | 50 | -50 | 0 | 0 | 0 | 0 | 160.6667 | 0 | 0 | 0 | 160.6667 | 683.6778 | -683.6778 | 9577.0548 | -188.0946 | 0 | 0.95771
2016-12-04 06:00 | 179717.4 | 50 | -50 | 0 | 0 | 0 | 0 | 160.6667 | 0 | 0 | 0 | 160.6667 | 829.2641 | -829.2641 | 9900 | -358.828 | -1042.5058 | 0.99
2016-12-04 07:00 | 179667.4 | 50 | -50 | 0 | 0 | 0 | 0 | 160.6667 | 0 | 0 | 0 | 160.6667 | 888.1342 | -888.1342 | 9900 | 0 | -829.2641 | 0.99
2016-12-04 08:00 | 179617.4 | 50 | 150.4 | 200.4 | 0 | 200.4 | 560.32 | 1172.7053 | 964 | 0 | 964 | 208.7053 | 1172.7053 | -208.7053 | 9900 | 0 | -888.1342 | 0.99
2016-12-04 09:00 | 179767.8 | 50 | 150.4 | 200.4 | 0 | 200.4 | 560.32 | 1844.6272 | 964 | 0 | 964 | 880.6272 | 1844.6272 | -880.6272 | 9900 | 0 | -208.7053 | 0.99
2016-12-04 10:00 | 179918.2 | 50 | 81.8 | 200.4 | 0 | 200.4 | 560.32 | 2392.4422 | 964 | 0 | 964 | 1428.4422 | 2392.4422 | -1428.4422 | 9900 | 0 | -880.6272 | 0.99
2016-12-04 11:00 | 180000 | 50 | 0 | 200.4 | 68.6 | 200.4 | 560.32 | 2810.546 | 634.008 | 329.992 | 634.008 | 2176.538 | 2810.546 | -2176.538 | 9900 | 0 | -1428.4422 | 0.99
2016-12-04 12:00 | 180000 | 50 | 0 | 200.4 | 150.4 | 200.4 | 560.32 | 2939.3258 | 240.519 | 723.481 | 240.519 | 2698.8069 | 2939.3258 | -2698.8069 | 9900 | 0 | -2176.538 | 0.99
2016-12-04 13:00 | 180000 | 50 | 0 | 200.4 | 150.4 | 200.4 | 560.32 | 2820.9391 | 240.519 | 723.481 | 240.519 | 2580.4202 | 2820.9391 | -2580.4202 | 9900 | 0 | -2698.8069 | 0.99
2016-12-04 14:00 | 180000 | 50 | 0 | 200.4 | 150.4 | 200.4 | 560.32 | 2788.2769 | 240.519 | 723.481 | 240.519 | 2547.758 | 2788.2769 | -2547.758 | 9900 | 0 | -2580.4202 | 0.99
2016-12-04 15:00 | 180000 | 50 | 0 | 200.4 | 150.4 | 200.4 | 560.32 | 2118.1126 | 240.519 | 723.481 | 240.519 | 1877.5936 | 2118.1126 | -1877.5936 | 9900 | 0 | -2547.758 | 0.99
2016-12-04 16:00 | 180000 | 50 | 0 | 200.4 | 150.4 | 200.4 | 560.32 | 2063.6714 | 240.519 | 723.481 | 240.519 | 1823.1525 | 2063.6714 | -1823.1525 | 9900 | 0 | -1877.5936 | 0.99
2016-12-04 17:00 | 180000 | 50 | 0 | 200.4 | 150.4 | 200.4 | 560.32 | 1589.9803 | 240.519 | 723.481 | 240.519 | 1349.4613 | 1589.9803 | -1349.4613 | 9900 | 0 | -1823.1525 | 0.99
2016-12-04 18:00 | 180000 | 50 | -50 | 0 | 150.4 | 0 | 0 | 160.6667 | -723.481 | 723.481 | -723.481 | 884.1477 | 943.7013 | -1667.1823 | 9900 | 0 | -1349.4613 | 0.99
2016-12-04 19:00 | 179950 | 50 | -50 | 0 | 0 | 0 | 0 | 160.6667 | 0 | 0 | 0 | 160.6667 | 610.3309 | -610.3309 | 9900 | 0 | -1667.1823 | 0.99
2016-12-04 20:00 | 179900 | 50 | -16.6 | 33.4 | 0 | 33.4 | 93.3867 | 160.6667 | 160.6667 | 0 | 160.6667 | 0 | 386.2905 | -225.6238 | 9900 | 0 | -610.3309 | 0.99
2016-12-04 21:00 | 179883.4 | 50 | -16.6 | 33.4 | 0 | 33.4 | 93.3867 | 160.6667 | 160.6667 | 0 | 160.6667 | 0 | 389.8967 | -229.23 | 9900 | 0 | -225.6238 | 0.99
2016-12-04 22:00 | 179866.8 | 50 | -16.6 | 33.4 | 0 | 33.4 | 93.3867 | 160.6667 | 160.6667 | 0 | 160.6667 | 0 | 335.2886 | -174.6219 | 9900 | 0 | -229.23 | 0.99
2016-12-04 23:00 | 179850.2 | 50 | -16.6 | 33.4 | 0 | 33.4 | 93.3867 | 160.6667 | 160.6667 | 0 | 160.6667 | 0 | 316.1926 | -155.526 | 9900 | 0 | -174.6219 | 0.99
2016-12-05 | 179833.6 | 50 | -16.6 | 33.4 | 0 | 33.4 | 93.3867 | 160.6667 | 160.6667 | 0 | 160.6667 | 0 | 317.0563 | -156.3896 | 9900 | 0 | -155.526 | 0.99
2016-12-05 01:00 | 179817 | 50 | -16.6 | 33.4 | 0 | 33.4 | 93.3867 | 160.6667 | 160.6667 | 0 | 160.6667 | 0 | 349.8745 | -189.2078 | 9900 | 0 | -156.3896 | 0.99
2016-12-05 02:00 | 179800.4 | 50 | -16.6 | 33.4 | 0 | 33.4 | 93.3867 | 160.6667 | 160.6667 | 0 | 160.6667 | 0 | 362.5411 | -201.8745 | 9900 | 0 | -189.2078 | 0.99
2016-12-05 03:00 | 179783.8 | 50 | -16.6 | 33.4 | 0 | 33.4 | 93.3867 | 160.6667 | 160.6667 | 0 | 160.6667 | 0 | 330.7785 | -170.1119 | 9900 | 0 | -201.8745 | 0.99
2016-12-05 04:00 | 179767.2 | 50 | -16.6 | 33.4 | 0 | 33.4 | 93.3867 | 160.6667 | 160.6667 | 0 | 160.6667 | 0 | 354.7876 | -194.121 | 9900 | 0 | -170.1119 | 0.99
2016-12-05 05:00 | 179750.6 | 50 | -16.6 | 33.4 | 0 | 33.4 | 93.3867 | 160.6667 | 160.6667 | 0 | 160.6667 | 0 | 409.7184 | -249.0517 | 9900 | 0 | -194.121 | 0.99
2016-12-05 06:00 | 179734 | 50 | -50 | 0 | 0 | 0 | 0 | 160.6667 | 0 | 0 | 0 | 160.6667 | 439.9765 | -439.9765 | 9900 | 0 | -249.0517 | 0.99
2016-12-05 07:00 | 179684 | 50 | -16.6 | 33.4 | 0 | 33.4 | 93.3867 | 160.6667 | 160.6667 | 0 | 160.6667 | 0 | 298.5361 | -137.8694 | 9900 | 0 | -439.9765 | 0.99
2016-12-05 08:00 | 179667.4 | 50 | -50 | 0 | 0 | 0 | 0 | 160.6667 | 0 | 0 | 0 | 160.6667 | 577.9473 | -577.9473 | 9900 | 0 | -137.8694 | 0.99
2016-12-05 09:00 | 179617.4 | 50 | 150.4 | 200.4 | 0 | 200.4 | 560.32 | 1288.2076 | 964 | 0 | 964 | 324.2076 | 1288.2076 | -324.2076 | 9900 | 0 | -577.9473 | 0.99
2016-12-05 10:00 | 179767.8 | 50 | 150.4 | 200.4 | 0 | 200.4 | 560.32 | 1911.2988 | 964 | 0 | 964 | 947.2988 | 1911.2988 | -947.2988 | 9900 | 0 | -324.2076 | 0.99
2016-12-05 11:00 | 179918.2 | 50 | 81.8 | 200.4 | 0 | 200.4 | 560.32 | 2522.3488 | 964 | 0 | 964 | 1558.3488 | 2522.3488 | -1558.3488 | 9900 | 0 | -947.2988 | 0.99
2016-12-05 12:00 | 180000 | 50 | 0 | 200.4 | 68.6 | 200.4 | 560.32 | 2902.1293 | 634.008 | 329.992 | 634.008 | 2268.1214 | 2902.1293 | -2268.1214 | 9900 | 0 | -1558.3488 | 0.99
2016-12-05 13:00 | 180000 | 50 | 0 | 200.4 | 150.4 | 200.4 | 560.32 | 2941.2807 | 240.519 | 723.481 | 240.519 | 2700.7618 | 2941.2807 | -2700.7618 | 9900 | 0 | -2268.1214 | 0.99
2016-12-05 14:00 | 180000 | 50 | 0 | 200.4 | 150.4 | 200.4 | 560.32 | 2890.8674 | 240.519 | 723.481 | 240.519 | 2650.3485 | 2890.8674 | -2650.3485 | 9900 | 0 | -2700.7618 | 0.99
2016-12-05 15:00 | 180000 | 50 | 0 | 200.4 | 150.4 | 200.4 | 560.32 | 2469.7061 | 240.519 | 723.481 | 240.519 | 2229.1871 | 2469.7061 | -2229.1871 | 9900 | 0 | -2650.3485 | 0.99
2016-12-05 16:00 | 180000 | 50 | 0 | 200.4 | 150.4 | 200.4 | 560.32 | 1977.9652 | 240.519 | 723.481 | 240.519 | 1737.4462 | 1977.9652 | -1737.4462 | 9900 | 0 | -2229.1871 | 0.99
2016-12-05 17:00 | 180000 | 50 | 0 | 200.4 | 150.4 | 200.4 | 560.32 | 1372.9057 | 240.519 | 723.481 | 240.519 | 1132.3867 | 1372.9057 | -1132.3867 | 9900 | 0 | -1737.4462 | 0.99
2016-12-05 18:00 | 180000 | 50 | -50 | 0 | 150.4 | 0 | 0 | 160.6667 | -723.481 | 723.481 | -723.481 | 884.1477 | 682.7246 | -1406.2056 | 9900 | 0 | -1132.3867 | 0.99
2016-12-05 19:00 | 179950 | 50 | -50 | 0 | 0 | 0 | 0 | 160.6667 | 0 | 0 | 0 | 160.6667 | 519.6219 | -519.6219 | 9900 | 0 | -1406.2056 | 0.99
2016-12-05 20:00 | 179900 | 50 | -16.6 | 33.4 | 0 | 33.4 | 93.3867 | 160.6667 | 160.6667 | 0 | 160.6667 | 2.8422e-14 | 451.8217 | -291.1551 | 9900 | 0 | -519.6219 | 0.99
2016-12-05 21:00 | 179883.4 | 50 | -16.6 | 33.4 | 0 | 33.4 | 93.3867 | 160.6667 | 160.6667 | 0 | 160.6667 | 0 | 361.428 | -200.7613 | 9900 | 0 | -291.1551 | 0.99
2016-12-05 22:00 | 179866.8 | 50 | -16.6 | 33.4 | 0 | 33.4 | 93.3867 | 160.6667 | 160.6667 | 0 | 160.6667 | 0 | 376.5896 | -215.9229 | 9900 | 0 | -200.7613 | 0.99
2016-12-05 23:00 | 179850.2 | 50 | -16.6 | 33.4 | 0 | 33.4 | 93.3867 | 160.6667 | 160.6667 | 0 | 160.6667 | 0 | 404.0584 | -243.3918 | 9900 | 0 | -215.9229 | 0.99
2016-12-06 | 179833.6 | 50 | -50 | 0 | 0 | 0 | 0 | 160.6667 | 0 | 0 | 0 | 160.6667 | 416.8829 | -416.8829 | 9900 | 0 | -243.3918 | 0.99
2016-12-06 01:00 | 179783.6 | 50 | -16.6 | 33.4 | 0 | 33.4 | 93.3867 | 160.6667 | 160.6667 | 0 | 160.6667 | 0 | 398.1835 | -237.5169 | 9900 | 0 | -416.8829 | 0.99
2016-12-06 02:00 | 179767 | 50 | -16.6 | 33.4 | 0 | 33.4 | 93.3867 | 160.6667 | 160.6667 | 0 | 160.6667 | 0 | 340.0482 | -179.3816 | 9900 | 0 | -237.5169 | 0.99
2016-12-06 03:00 | 179750.4 | 50 | -50 | 0 | 0 | 0 | 0 | 160.6667 | 0 | 0 | 0 | 160.6667 | 417.8859 | -417.8859 | 9900 | 0 | -179.3816 | 0.99
2016-12-06 04:00 | 179700.4 | 50 | -50 | 0 | 0 | 0 | 0 | 160.6667 | 0 | 0 | 0 | 160.6667 | 739.5311 | -739.5311 | 9900 | 0 | -417.8859 | 0.99
2016-12-06 05:00 | 179650.4 | 50 | -50 | 0 | 0 | 0 | 0 | 160.6667 | 0 | 0 | 0 | 160.6667 | 558.3524 | -558.3524 | 9900 | 0 | -739.5311 | 0.99
2016-12-06 06:00 | 179600.4 | 50 | -16.6 | 33.4 | 0 | 33.4 | 93.3867 | 160.6667 | 160.6667 | 0 | 160.6667 | 0 | 389.9444 | -229.2777 | 9900 | 0 | -558.3524 | 0.99
2016-12-06 07:00 | 179583.8 | 50 | -16.6 | 33.4 | 0 | 33.4 | 93.3867 | 160.6667 | 160.6667 | 0 | 160.6667 | 0 | 309.6482 | -148.9816 | 9900 | 0 | -229.2777 | 0.99
2016-12-06 08:00 | 179567.2 | 50 | -50 | 0 | 0 | 0 | 0 | 160.6667 | 0 | 0 | 0 | 160.6667 | 631.7287 | -631.7287 | 9900 | 0 | -148.9816 | 0.99
2016-12-06 09:00 | 179517.2 | 50 | 150.4 | 200.4 | 0 | 200.4 | 560.32 | 1427.8139 | 964 | 0 | 964 | 463.8139 | 1427.8139 | -463.8139 | 9900 | 0 | -631.7287 | 0.99
2016-12-06 10:00 | 179667.6 | 50 | 150.4 | 200.4 | 0 | 200.4 | 560.32 | 1303.9365 | 964 | 0 | 964 | 339.9365 | 1303.9365 | -339.9365 | 9900 | 0 | -463.8139 | 0.99
2016-12-06 11:00 | 179818 | 50 | 150.4 | 200.4 | 0 | 200.4 | 560.32 | 2723.2683 | 964 | 0 | 964 | 1759.2683 | 2723.2683 | -1759.2683 | 9900 | 0 | -339.9365 | 0.99
2016-12-06 12:00 | 179968.4 | 50 | 31.6 | 200.4 | 0 | 200.4 | 560.32 | 3006.2063 | 964 | 0 | 964 | 2042.2063 | 3006.2063 | -2042.2063 | 9900 | 0 | -1759.2683 | 0.99
2016-12-06 13:00 | 180000 | 50 | 0 | 200.4 | 118.8 | 200.4 | 560.32 | 3059.2315 | 392.5269 | 571.4731 | 392.5269 | 2666.7045 | 3059.2315 | -2666.7045 | 9900 | 0 | -2042.2063 | 0.99
2016-12-06 14:00 | 180000 | 50 | 0 | 200.4 | 150.4 | 200.4 | 560.32 | 2844.6684 | 240.519 | 723.481 | 240.519 | 2604.1494 | 2844.6684 | -2604.1494 | 9900 | 0 | -2666.7045 | 0.99
2016-12-06 15:00 | 180000 | 50 | 0 | 200.4 | 150.4 | 200.4 | 560.32 | 2171.5375 | 240.519 | 723.481 | 240.519 | 1931.0186 | 2171.5375 | -1931.0186 | 9900 | 0 | -2604.1494 | 0.99
2016-12-06 16:00 | 180000 | 50 | 0 | 200.4 | 150.4 | 200.4 | 560.32 | 1768.8833 | 240.519 | 723.481 | 240.519 | 1528.3644 | 1768.8833 | -1528.3644 | 9900 | 0 | -1931.0186 | 0.99
2016-12-06 17:00 | 180000 | 50 | 0 | 200.4 | 150.4 | 200.4 | 560.32 | 1110.8791 | 240.519 | 723.481 | 240.519 | 870.3601 | 1110.8791 | -870.3601 | 9900 | 0 | -1528.3644 | 0.99
2016-12-06 18:00 | 180000 | 50 | -16.6 | 33.4 | 150.4 | 33.4 | 93.3867 | 160.6667 | -562.8144 | 723.481 | -562.8144 | 723.481 | 185.3896 | -748.204 | 9900 | 0 | -870.3601 | 0.99
2016-12-06 19:00 | 179983.4 | 50 | -16.6 | 33.4 | 0 | 33.4 | 93.3867 | 160.6667 | 160.6667 | 0 | 160.6667 | 0 | 132.5137 | 28.1529 | 9900 | 0 | -748.204 | 0.99
2016-12-06 20:00 | 179966.8 | 50 | -16.6 | 33.4 | 0 | 33.4 | 93.3867 | 160.6667 | 160.6667 | 0 | 160.6667 | 0 | 211.2018 | -50.5352 | 9874.6624 | 28.1529 | 0 | 0.98747
2016-12-06 21:00 | 179950.2 | 50 | -16.6 | 33.4 | 0 | 33.4 | 93.3867 | 160.6667 | 160.6667 | 0 | 160.6667 | 0 | 265.5005 | -104.8339 | 9900 | -28.1529 | -78.6881 | 0.99
2016-12-06 22:00 | 179933.6 | 50 | -16.6 | 33.4 | 0 | 33.4 | 93.3867 | 160.6667 | 160.6667 | 0 | 160.6667 | 0 | 275.5442 | -114.8775 | 9900 | 0 | -104.8339 | 0.99
2016-12-06 23:00 | 179917 | 50 | -16.6 | 33.4 | 0 | 33.4 | 93.3867 | 160.6667 | 160.6667 | 0 | 160.6667 | 0 | 223.8553 | -63.1886 | 9900 | 0 | -114.8775 | 0.99
2016-12-07 | 179900.4 | 50 | -16.6 | 33.4 | 0 | 33.4 | 93.3867 | 160.6667 | 160.6667 | 0 | 160.6667 | 0 | 221.8497 | -61.183 | 9900 | 0 | -63.1886 | 0.99
2016-12-07 01:00 | 179883.8 | 50 | -16.6 | 33.4 | 0 | 33.4 | 93.3867 | 160.6667 | 160.6667 | 0 | 160.6667 | 0 | 155.2438 | 5.4228 | 9900 | 0 | -61.183 | 0.99
2016-12-07 02:00 | 179867.2 | 50 | -16.6 | 33.4 | 0 | 33.4 | 93.3867 | 160.6667 | 160.6667 | 0 | 160.6667 | 0 | 156.8023 | 3.8644 | 9895.1195 | 5.4228 | 0 | 0.98951
2016-12-07 03:00 | 179850.6 | 50 | -16.6 | 33.4 | 0 | 33.4 | 93.3867 | 160.6667 | 160.6667 | 0 | 160.6667 | 0 | 161.6318 | -0.96513 | 9891.6415 | 3.8644 | 0 | 0.98916
2016-12-07 04:00 | 179834 | 50 | -16.6 | 33.4 | 0 | 33.4 | 93.3867 | 160.6667 | 160.6667 | 0 | 160.6667 | 0 | 167.5728 | -6.9062 | 9892.5101 | -0.96513 | 0 | 0.98925
2016-12-07 05:00 | 179817.4 | 50 | -16.6 | 33.4 | 0 | 33.4 | 93.3867 | 160.6667 | 160.6667 | 0 | 160.6667 | 0 | 247.8576 | -87.1909 | 9898.7257 | -6.9062 | 0 | 0.98987
2016-12-07 06:00 | 179800.8 | 50 | -16.6 | 33.4 | 0 | 33.4 | 93.3867 | 160.6667 | 160.6667 | 0 | 160.6667 | 0 | 193.6241 | -32.9575 | 9900 | -1.4159 | -88.6068 | 0.99
2016-12-07 07:00 | 179784.2 | 50 | -16.6 | 33.4 | 0 | 33.4 | 93.3867 | 160.6667 | 160.6667 | 0 | 160.6667 | 0 | 171.1169 | -10.4502 | 9900 | 0 | -32.9575 | 0.99
2016-12-07 08:00 | 179767.6 | 50 | -50 | 0 | 0 | 0 | 0 | 160.6667 | 0 | 0 | 0 | 160.6667 | 417.5811 | -417.5811 | 9900 | 0 | -10.4502 | 0.99
2016-12-07 09:00 | 179717.6 | 50 | 150.4 | 200.4 | 0 | 200.4 | 560.32 | 1071.0099 | 964 | 0 | 964 | 107.0099 | 1071.0099 | -107.0099 | 9900 | 0 | -417.5811 | 0.99
2016-12-07 10:00 | 179868 | 50 | 132 | 200.4 | 0 | 200.4 | 560.32 | 1700.116 | 964 | 0 | 964 | 736.116 | 1700.116 | -736.116 | 9900 | 0 | -107.0099 | 0.99
2016-12-07 11:00 | 180000 | 50 | 0 | 200.4 | 18.4 | 200.4 | 560.32 | 2061.6383 | 875.489 | 88.511 | 875.489 | 1186.1493 | 2061.6383 | -1186.1493 | 9900 | 0 | -736.116 | 0.99
2016-12-07 12:00 | 180000 | 50 | 0 | 200.4 | 150.4 | 200.4 | 560.32 | 2068.7946 | 240.519 | 723.481 | 240.519 | 1828.2756 | 2068.7946 | -1828.2756 | 9900 | 0 | -1186.1493 | 0.99
2016-12-07 13:00 | 180000 | 50 | 0 | 200.4 | 150.4 | 200.4 | 560.32 | 2256.9646 | 240.519 | 723.481 | 240.519 | 2016.4456 | 2256.9646 | -2016.4456 | 9900 | 0 | -1828.2756 | 0.99
2016-12-07 14:00 | 180000 | 50 | 0 | 200.4 | 150.4 | 200.4 | 560.32 | 2189.6907 | 240.519 | 723.481 | 240.519 | 1949.1717 | 2189.6907 | -1949.1717 | 9900 | 0 | -2016.4456 | 0.99
2016-12-07 15:00 | 180000 | 50 | 0 | 200.4 | 150.4 | 200.4 | 560.32 | 2089.1984 | 240.519 | 723.481 | 240.519 | 1848.6794 | 2089.1984 | -1848.6794 | 9900 | 0 | -1949.1717 | 0.99
2016-12-07 16:00 | 180000 | 50 | 0 | 200.4 | 150.4 | 200.4 | 560.32 | 1528.7172 | 240.519 | 723.481 | 240.519 | 1288.1982 | 1528.7172 | -1288.1982 | 9900 | 0 | -1848.6794 | 0.99
2016-12-07 17:00 | 180000 | 50 | -50 | 0 | 150.4 | 0 | 0 | 160.6667 | -723.481 | 723.481 | -723.481 | 884.1477 | 768.197 | -1491.6781 | 9900 | 0 | -1288.1982 | 0.99
2016-12-07 18:00 | 179950 | 50 | -16.6 | 33.4 | 0 | 33.4 | 93.3867 | 160.6667 | 160.6667 | 0 | 160.6667 | 0 | 184.7373 | -24.0707 | 9900 | 0 | -1491.6781 | 0.99
2016-12-07 19:00 | 179933.4 | 50 | -16.6 | 33.4 | 0 | 33.4 | 93.3867 | 160.6667 | 160.6667 | 0 | 160.6667 | 0 | 128.9581 | 31.7085 | 9900 | 0 | -24.0707 | 0.99
2016-12-07 20:00 | 179916.8 | 50 | -16.6 | 33.4 | 0 | 33.4 | 93.3867 | 160.6667 | 160.6667 | 0 | 160.6667 | 0 | 108.583 | 52.0837 | 9871.4623 | 31.7085 | 0 | 0.98715
2016-12-07 21:00 | 179900.2 | 50 | -16.6 | 33.4 | 0 | 33.4 | 93.3867 | 160.6667 | 160.6667 | 0 | 160.6667 | 0 | 234.4705 | -73.8038 | 9824.587 | 52.0837 | 0 | 0.98246
2016-12-07 22:00 | 179883.6 | 50 | -16.6 | 33.4 | 0 | 33.4 | 93.3867 | 160.6667 | 160.6667 | 0 | 160.6667 | 0 | 401.4553 | -240.7886 | 9891.0104 | -73.8038 | 0 | 0.9891
2016-12-07 23:00 | 179867 | 50 | -16.6 | 33.4 | 0 | 33.4 | 93.3867 | 160.6667 | 160.6667 | 0 | 160.6667 | 2.8422e-14 | 452.7771 | -292.1104 | 9900 | -9.9884 | -250.777 | 0.99
2016-12-08 | 179850.4 | 50 | -50 | 0 | 0 | 0 | 0 | 160.6667 | 0 | 0 | 0 | 160.6667 | 602.7843 | -602.7843 | 9900 | 0 | -292.1104 | 0.99
2016-12-08 01:00 | 179800.4 | 50 | -16.6 | 33.4 | 0 | 33.4 | 93.3867 | 160.6667 | 160.6667 | 0 | 160.6667 | 0 | 238.0414 | -77.3748 | 9900 | 0 | -602.7843 | 0.99
2016-12-08 02:00 | 179783.8 | 50 | -16.6 | 33.4 | 0 | 33.4 | 93.3867 | 160.6667 | 160.6667 | 0 | 160.6667 | 0 | 239.4274 | -78.7607 | 9900 | 0 | -77.3748 | 0.99
2016-12-08 03:00 | 179767.2 | 50 | -16.6 | 33.4 | 0 | 33.4 | 93.3867 | 160.6667 | 160.6667 | 0 | 160.6667 | 0 | 167.3021 | -6.6354 | 9900 | 0 | -78.7607 | 0.99
2016-12-08 04:00 | 179750.6 | 50 | -16.6 | 33.4 | 0 | 33.4 | 93.3867 | 160.6667 | 160.6667 | 0 | 160.6667 | 0 | 191.1945 | -30.5278 | 9900 | 0 | -6.6354 | 0.99
2016-12-08 05:00 | 179734 | 50 | -16.6 | 33.4 | 0 | 33.4 | 93.3867 | 160.6667 | 160.6667 | 0 | 160.6667 | 0 | 174.693 | -14.0263 | 9900 | 0 | -30.5278 | 0.99
2016-12-08 06:00 | 179717.4 | 50 | -16.6 | 33.4 | 0 | 33.4 | 93.3867 | 160.6667 | 160.6667 | 0 | 160.6667 | 0 | 282.3764 | -121.7098 | 9900 | 0 | -14.0263 | 0.99
2016-12-08 07:00 | 179700.8 | 50 | -16.6 | 33.4 | 0 | 33.4 | 93.3867 | 160.6667 | 160.6667 | 0 | 160.6667 | 0 | 299.0543 | -138.3876 | 9900 | 0 | -121.7098 | 0.99
2016-12-08 08:00 | 179684.2 | 50 | -50 | 0 | 0 | 0 | 0 | 160.6667 | 0 | 0 | 0 | 160.6667 | 644.7203 | -644.7203 | 9900 | 0 | -138.3876 | 0.99
2016-12-08 09:00 | 179634.2 | 50 | 150.4 | 200.4 | 0 | 200.4 | 560.32 | 1201.5318 | 964 | 0 | 964 | 237.5318 | 1201.5318 | -237.5318 | 9900 | 0 | -644.7203 | 0.99
2016-12-08 10:00 | 179784.6 | 50 | 150.4 | 200.4 | 0 | 200.4 | 560.32 | 1864.7743 | 964 | 0 | 964 | 900.7743 | 1864.7743 | -900.7743 | 9900 | 0 | -237.5318 | 0.99
2016-12-08 11:00 | 179935 | 50 | 65 | 200.4 | 0 | 200.4 | 560.32 | 2368.2523 | 964 | 0 | 964 | 1404.2523 | 2368.2523 | -1404.2523 | 9900 | 0 | -900.7743 | 0.99
2016-12-08 12:00 | 180000 | 50 | 0 | 200.4 | 85.4 | 200.4 | 560.32 | 2717.8073 | 553.1936 | 410.8064 | 553.1936 | 2164.6137 | 2717.8073 | -2164.6137 | 9900 | 0 | -1404.2523 | 0.99
2016-12-08 13:00 | 180000 | 50 | 0 | 200.4 | 150.4 | 200.4 | 560.32 | 2694.0853 | 240.519 | 723.481 | 240.519 | 2453.5663 | 2694.0853 | -2453.5663 | 9900 | 0 | -2164.6137 | 0.99
2016-12-08 14:00 | 180000 | 50 | 0 | 200.4 | 150.4 | 200.4 | 560.32 | 2591.8042 | 240.519 | 723.481 | 240.519 | 2351.2853 | 2591.8042 | -2351.2853 | 9900 | 0 | -2453.5663 | 0.99
2016-12-08 15:00 | 180000 | 50 | 0 | 200.4 | 150.4 | 200.4 | 560.32 | 2056.4653 | 240.519 | 723.481 | 240.519 | 1815.9464 | 2056.4653 | -1815.9464 | 9900 | 0 | -2351.2853 | 0.99
2016-12-08 16:00 | 180000 | 50 | 0 | 200.4 | 150.4 | 200.4 | 560.32 | 1620.3176 | 240.519 | 723.481 | 240.519 | 1379.7986 | 1620.3176 | -1379.7986 | 9900 | 0 | -1815.9464 | 0.99
2016-12-08 17:00 | 180000 | 50 | 0 | 200.4 | 150.4 | 200.4 | 560.32 | 1010.2717 | 240.519 | 723.481 | 240.519 | 769.7528 | 1010.2717 | -769.7528 | 9900 | 0 | -1379.7986 | 0.99
2016-12-08 18:00 | 180000 | 50 | -16.6 | 33.4 | 150.4 | 33.4 | 93.3867 | 160.6667 | -562.8144 | 723.481 | -562.8144 | 723.481 | 442.2213 | -1005.0357 | 9900 | 0 | -769.7528 | 0.99
2016-12-08 19:00 | 179983.4 | 50 | -16.6 | 33.4 | 0 | 33.4 | 93.3867 | 160.6667 | 160.6667 | 0 | 160.6667 | 0 | 267.7508 | -107.0841 | 9900 | 0 | -1005.0357 | 0.99
2016-12-08 20:00 | 179966.8 | 50 | -16.6 | 33.4 | 0 | 33.4 | 93.3867 | 160.6667 | 160.6667 | 0 | 160.6667 | 0 | 304.6967 | -144.0301 | 9900 | 0 | -107.0841 | 0.99
2016-12-08 21:00 | 179950.2 | 50 | -16.6 | 33.4 | 0 | 33.4 | 93.3867 | 160.6667 | 160.6667 | 0 | 160.6667 | 0 | 362.234 | -201.5673 | 9900 | 0 | -144.0301 | 0.99
2016-12-08 22:00 | 179933.6 | 50 | -16.6 | 33.4 | 0 | 33.4 | 93.3867 | 160.6667 | 160.6667 | 0 | 160.6667 | 0 | 303.8522 | -143.1855 | 9900 | 0 | -201.5673 | 0.99
2016-12-08 23:00 | 179917 | 50 | -16.6 | 33.4 | 0 | 33.4 | 93.3867 | 160.6667 | 160.6667 | 0 | 160.6667 | 0 | 281.3593 | -120.6926 | 9900 | 0 | -143.1855 | 0.99
2016-12-09 | 179900.4 | 50 | -16.6 | 33.4 | 0 | 33.4 | 93.3867 | 160.6667 | 160.6667 | 0 | 160.6667 | 0 | 232.6767 | -72.0101 | 9900 | 0 | -120.6926 | 0.99
2016-12-09 01:00 | 179883.8 | 50 | -16.6 | 33.4 | 0 | 33.4 | 93.3867 | 160.6667 | 160.6667 | 0 | 160.6667 | 0 | 281.8967 | -121.2301 | 9900 | 0 | -72.0101 | 0.99
2016-12-09 02:00 | 179867.2 | 50 | -16.6 | 33.4 | 0 | 33.4 | 93.3867 | 160.6667 | 160.6667 | 0 | 160.6667 | 0 | 291.224 | -130.5573 | 9900 | 0 | -121.2301 | 0.99
2016-12-09 03:00 | 179850.6 | 50 | -16.6 | 33.4 | 0 | 33.4 | 93.3867 | 160.6667 | 160.6667 | 0 | 160.6667 | 0 | 252.0645 | -91.3978 | 9900 | 0 | -130.5573 | 0.99
2016-12-09 04:00 | 179834 | 50 | -16.6 | 33.4 | 0 | 33.4 | 93.3867 | 160.6667 | 160.6667 | 0 | 160.6667 | 0 | 342.0634 | -181.3967 | 9900 | 0 | -91.3978 | 0.99
2016-12-09 05:00 | 179817.4 | 50 | -16.6 | 33.4 | 0 | 33.4 | 93.3867 | 160.6667 | 160.6667 | 0 | 160.6667 | 0 | 356.9946 | -196.328 | 9900 | 0 | -181.3967 | 0.99
2016-12-09 06:00 | 179800.8 | 50 | -16.6 | 33.4 | 0 | 33.4 | 93.3867 | 160.6667 | 160.6667 | 0 | 160.6667 | 0 | 180.6935 | -20.0268 | 9900 | 0 | -196.328 | 0.99
2016-12-09 07:00 | 179784.2 | 50 | -16.6 | 33.4 | 0 | 33.4 | 93.3867 | 160.6667 | 160.6667 | 0 | 160.6667 | 0 | 202.7554 | -42.0887 | 9900 | 0 | -20.0268 | 0.99
2016-12-09 08:00 | 179767.6 | 50 | -16.6 | 33.4 | 0 | 33.4 | 93.3867 | 160.6667 | 160.6667 | 0 | 160.6667 | 0 | 346.032 | -185.3653 | 9900 | 0 | -42.0887 | 0.99
2016-12-09 09:00 | 179751 | 50 | 150.4 | 200.4 | 0 | 200.4 | 560.32 | 1061.1123 | 964 | 0 | 964 | 97.1123 | 1061.1123 | -97.1123 | 9900 | 0 | -185.3653 | 0.99
2016-12-09 10:00 | 179901.4 | 50 | 98.6 | 200.4 | 0 | 200.4 | 560.32 | 1836.9763 | 964 | 0 | 964 | 872.9763 | 1836.9763 | -872.9763 | 9900 | 0 | -97.1123 | 0.99
2016-12-09 11:00 | 180000 | 50 | 0 | 200.4 | 51.8 | 200.4 | 560.32 | 2252.5256 | 714.8224 | 249.1776 | 714.8224 | 1537.7032 | 2252.5256 | -1537.7032 | 9900 | 0 | -872.9763 | 0.99
2016-12-09 12:00 | 180000 | 50 | 0 | 200.4 | 150.4 | 200.4 | 560.32 | 2378.8968 | 240.519 | 723.481 | 240.519 | 2138.3778 | 2378.8968 | -2138.3778 | 9900 | 0 | -1537.7032 | 0.99
2016-12-09 13:00 | 180000 | 50 | 0 | 200.4 | 150.4 | 200.4 | 560.32 | 2484.924 | 240.519 | 723.481 | 240.519 | 2244.4051 | 2484.924 | -2244.4051 | 9900 | 0 | -2138.3778 | 0.99
2016-12-09 14:00 | 180000 | 50 | 0 | 200.4 | 150.4 | 200.4 | 560.32 | 2379.5345 | 240.519 | 723.481 | 240.519 | 2139.0155 | 2379.5345 | -2139.0155 | 9900 | 0 | -2244.4051 | 0.99
2016-12-09 15:00 | 180000 | 50 | 0 | 200.4 | 150.4 | 200.4 | 560.32 | 1966.794 | 240.519 | 723.481 | 240.519 | 1726.275 | 1966.794 | -1726.275 | 9900 | 0 | -2139.0155 | 0.99
2016-12-09 16:00 | 180000 | 50 | 0 | 200.4 | 150.4 | 200.4 | 560.32 | 1472.3477 | 240.519 | 723.481 | 240.519 | 1231.8287 | 1472.3477 | -1231.8287 | 9900 | 0 | -1726.275 | 0.99
2016-12-09 17:00 | 180000 | 50 | -50 | 0 | 150.4 | 0 | 0 | 160.6667 | -723.481 | 723.481 | -723.481 | 884.1477 | 746.0654 | -1469.5465 | 9900 | 0 | -1231.8287 | 0.99
2016-12-09 18:00 | 179950 | 50 | -16.6 | 33.4 | 0 | 33.4 | 93.3867 | 160.6667 | 160.6667 | 0 | 160.6667 | 0 | 65.1043 | 95.5623 | 9900 | 0 | -1469.5465 | 0.99
2016-12-09 19:00 | 179933.4 | 50 | -16.6 | 33.4 | 0 | 33.4 | 93.3867 | 160.6667 | 160.6667 | 0 | 160.6667 | 0 | 50.6702 | 109.9965 | 9813.9939 | 95.5623 | 0 | 0.9814
2016-12-09 20:00 | 179916.8 | 50 | -16.6 | 33.4 | 0 | 33.4 | 93.3867 | 160.6667 | 160.6667 | 0 | 160.6667 | 0 | 65.8055 | 94.8612 | 9714.9971 | 109.9965 | 0 | 0.9715
2016-12-09 21:00 | 179900.2 | 50 | -16.6 | 33.4 | 0 | 33.4 | 93.3867 | 160.6667 | 160.6667 | 0 | 160.6667 | 0 | 170.5974 | -9.9307 | 9629.622 | 94.8612 | 0 | 0.96296
2016-12-09 22:00 | 179883.6 | 50 | -16.6 | 33.4 | 0 | 33.4 | 93.3867 | 160.6667 | 160.6667 | 0 | 160.6667 | 0 | 82.5924 | 78.0742 | 9638.5597 | -9.9307 | 0 | 0.96386
2016-12-09 23:00 | 179867 | 50 | -16.6 | 33.4 | 0 | 33.4 | 93.3867 | 160.6667 | 160.6667 | 0 | 160.6667 | 0 | 135.215 | 25.4516 | 9568.2928 | 78.0742 | 0 | 0.95683
2016-12-10 | 179850.4 | 50 | -16.6 | 33.4 | 0 | 33.4 | 93.3867 | 160.6667 | 160.6667 | 0 | 160.6667 | 0 | 129.8586 | 30.8081 | 9545.3864 | 25.4516 | 0 | 0.95454
2016-12-10 01:00 | 179833.8 | 50 | -16.6 | 33.4 | 0 | 33.4 | 93.3867 | 160.6667 | 160.6667 | 0 | 160.6667 | 0 | 52.9908 | 107.6759 | 9517.6591 | 30.8081 | 0 | 0.95177
2016-12-10 02:00 | 179817.2 | 50 | -16.6 | 33.4 | 0 | 33.4 | 93.3867 | 160.6667 | 160.6667 | 0 | 160.6667 | 0 | 21.5446 | 139.1221 | 9420.7507 | 107.6759 | 0 | 0.94208
2016-12-10 03:00 | 179800.6 | 50 | -16.6 | 33.4 | 0 | 33.4 | 93.3867 | 160.6667 | 160.6667 | 0 | 160.6667 | 0 | 3.3166 | 157.3501 | 9295.5409 | 139.1221 | 0 | 0.92955
2016-12-10 04:00 | 179784 | 50 | -16.6 | 33.4 | 0 | 33.4 | 93.3867 | 160.6667 | 160.6667 | 0 | 160.6667 | 0 | 4.5622 | 156.1045 | 9153.9258 | 157.3501 | 0 | 0.91539
2016-12-10 05:00 | 179767.4 | 50 | -16.6 | 33.4 | 0 | 33.4 | 93.3867 | 160.6667 | 160.6667 | 0 | 160.6667 | 0 | 8.7792 | 151.8874 | 9013.4318 | 156.1045 | 0 | 0.90134
2016-12-10 06:00 | 179750.8 | 50 | -16.6 | 33.4 | 0 | 33.4 | 93.3867 | 160.6667 | 160.6667 | 0 | 160.6667 | 0 | 12.242 | 148.4247 | 8876.7331 | 151.8874 | 0 | 0.88767
2016-12-10 07:00 | 179734.2 | 50 | -16.6 | 33.4 | 0 | 33.4 | 93.3867 | 160.6667 | 160.6667 | 0 | 160.6667 | 0 | 18.09 | 142.5766 | 8743.1509 | 148.4247 | 0 | 0.87432
2016-12-10 08:00 | 179717.6 | 50 | -16.6 | 33.4 | 0 | 33.4 | 93.3867 | 160.6667 | 160.6667 | 0 | 160.6667 | 0 | 293.4062 | -132.7395 | 8614.8319 | 142.5766 | 0 | 0.86148
2016-12-10 09:00 | 179701 | 50 | -50 | 0 | 0 | 0 | 0 | 160.6667 | 0 | 0 | 0 | 160.6667 | 955.9533 | -955.9533 | 8734.2975 | -132.7395 | 0 | 0.87343
2016-12-10 10:00 | 179651 | 50 | 150.4 | 200.4 | 0 | 200.4 | 560.32 | 1516.6846 | 964 | 0 | 964 | 552.6846 | 1516.6846 | -552.6846 | 9594.6555 | -955.9533 | 0 | 0.95947
2016-12-10 11:00 | 179801.4 | 50 | 150.4 | 200.4 | 0 | 200.4 | 560.32 | 1962.6486 | 964 | 0 | 964 | 998.6486 | 1962.6486 | -998.6486 | 9900 | -339.2717 | -891.9562 | 0.99
2016-12-10 12:00 | 179951.8 | 50 | 48.2 | 200.4 | 0 | 200.4 | 560.32 | 2244.0807 | 964 | 0 | 964 | 1280.0807 | 2244.0807 | -1280.0807 | 9900 | 0 | -998.6486 | 0.99
2016-12-10 13:00 | 180000 | 50 | 0 | 200.4 | 102.2 | 200.4 | 560.32 | 2312.9757 | 472.3792 | 491.6208 | 472.3792 | 1840.5965 | 2312.9757 | -1840.5965 | 9900 | 0 | -1280.0807 | 0.99
2016-12-10 14:00 | 180000 | 50 | 0 | 200.4 | 150.4 | 200.4 | 560.32 | 2160.2251 | 240.519 | 723.481 | 240.519 | 1919.7061 | 2160.2251 | -1919.7061 | 9900 | 0 | -1840.5965 | 0.99
2016-12-10 15:00 | 180000 | 50 | 0 | 200.4 | 150.4 | 200.4 | 560.32 | 1833.1188 | 240.519 | 723.481 | 240.519 | 1592.5998 | 1833.1188 | -1592.5998 | 9900 | 0 | -1919.7061 | 0.99
2016-12-10 16:00 | 180000 | 50 | 0 | 200.4 | 150.4 | 200.4 | 560.32 | 1339.43 | 240.519 | 723.481 | 240.519 | 1098.911 | 1339.43 | -1098.911 | 9900 | 0 | -1592.5998 | 0.99
2016-12-10 17:00 | 180000 | 50 | -50 | 0 | 150.4 | 0 | 0 | 160.6667 | -723.481 | 723.481 | -723.481 | 884.1477 | 680.8704 | -1404.3515 | 9900 | 0 | -1098.911 | 0.99
2016-12-10 18:00 | 179950 | 50 | -16.6 | 33.4 | 0 | 33.4 | 93.3867 | 160.6667 | 160.6667 | 0 | 160.6667 | 0 | 52.9139 | 107.7528 | 9900 | 0 | -1404.3515 | 0.99
2016-12-10 19:00 | 179933.4 | 50 | -16.6 | 33.4 | 0 | 33.4 | 93.3867 | 160.6667 | 160.6667 | 0 | 160.6667 | 0 | 51.1722 | 109.4944 | 9803.0225 | 107.7528 | 0 | 0.9803
2016-12-10 20:00 | 179916.8 | 50 | -16.6 | 33.4 | 0 | 33.4 | 93.3867 | 160.6667 | 160.6667 | 0 | 160.6667 | 0 | 10.6984 | 149.9682 | 9704.4775 | 109.4944 | 0 | 0.97045
2016-12-10 21:00 | 179900.2 | 50 | -16.6 | 33.4 | 0 | 33.4 | 93.3867 | 160.6667 | 160.6667 | 0 | 160.6667 | 0 | 18.6384 | 142.0283 | 9569.5061 | 149.9682 | 0 | 0.95695
2016-12-10 22:00 | 179883.6 | 50 | -16.6 | 33.4 | 0 | 33.4 | 93.3867 | 160.6667 | 160.6667 | 0 | 160.6667 | 0 | 4.9835 | 155.6831 | 9441.6806 | 142.0283 | 0 | 0.94417
2016-12-10 23:00 | 179867 | 50 | -16.6 | 33.4 | 0 | 33.4 | 93.3867 | 160.6667 | 160.6667 | 0 | 160.6667 | 0 | 0.61227 | 160.0544 | 9301.5658 | 155.6831 | 0 | 0.93016
2016-12-11 | 179850.4 | 50 | -16.6 | 33.4 | 0 | 33.4 | 93.3867 | 160.6667 | 160.6667 | 0 | 160.6667 | 0 | 0.46147 | 160.2052 | 9157.5169 | 160.0544 | 0 | 0.91575
2016-12-11 01:00 | 179833.8 | 50 | -16.6 | 33.4 | 0 | 33.4 | 93.3867 | 160.6667 | 160.6667 | 0 | 160.6667 | 0 | 0.68124 | 159.9854 | 9013.3322 | 160.2052 | 0 | 0.90133
2016-12-11 02:00 | 179817.2 | 50 | -16.6 | 33.4 | 0 | 33.4 | 93.3867 | 160.6667 | 160.6667 | 0 | 160.6667 | 2.8422e-14 | 0.54791 | 160.1188 | 8869.3453 | 159.9854 | 0 | 0.88693
2016-12-11 03:00 | 179800.6 | 50 | -16.6 | 33.4 | 0 | 33.4 | 93.3867 | 160.6667 | 160.6667 | 0 | 160.6667 | 0 | 0 | 160.6667 | 8725.2384 | 160.1188 | 0 | 0.87252
2016-12-11 04:00 | 179784 | 50 | -16.6 | 33.4 | 0 | 33.4 | 93.3867 | 160.6667 | 160.6667 | 0 | 160.6667 | 0 | 0.48918 | 160.1775 | 8580.6384 | 160.6667 | 0 | 0.85806
2016-12-11 05:00 | 179767.4 | 50 | -16.6 | 33.4 | 0 | 33.4 | 93.3867 | 160.6667 | 160.6667 | 0 | 160.6667 | 0 | 3.888 | 156.7786 | 8436.4787 | 160.1775 | 0 | 0.84365
2016-12-11 06:00 | 179750.8 | 50 | -16.6 | 33.4 | 0 | 33.4 | 93.3867 | 160.6667 | 160.6667 | 0 | 160.6667 | 0 | 0.74343 | 159.9232 | 8295.3779 | 156.7786 | 0 | 0.82954
2016-12-11 07:00 | 179734.2 | 50 | -16.6 | 33.4 | 0 | 33.4 | 93.3867 | 160.6667 | 160.6667 | 0 | 160.6667 | 0 | 1.189 | 159.4776 | 8151.447 | 159.9232 | 0 | 0.81514
2016-12-11 08:00 | 179717.6 | 50 | -16.6 | 33.4 | 0 | 33.4 | 93.3867 | 160.6667 | 160.6667 | 0 | 160.6667 | 0 | 236.2931 | -75.6265 | 8007.9171 | 159.4776 | 0 | 0.80079
2016-12-11 09:00 | 179701 | 50 | -50 | 0 | 0 | 0 | 0 | 160.6667 | 0 | 0 | 0 | 160.6667 | 933.8903 | -933.8903 | 8075.981 | -75.6265 | 0 | 0.8076
2016-12-11 10:00 | 179651 | 50 | 150.4 | 200.4 | 0 | 200.4 | 560.32 | 1490.8202 | 964 | 0 | 964 | 526.8202 | 1490.8202 | -526.8202 | 8916.4822 | -933.8903 | 0 | 0.89165
2016-12-11 11:00 | 179801.4 | 50 | 150.4 | 200.4 | 0 | 200.4 | 560.32 | 1907.4295 | 964 | 0 | 964 | 943.4295 | 1907.4295 | -943.4295 | 9390.6204 | -526.8202 | 0 | 0.93906
2016-12-11 12:00 | 179951.8 | 50 | 48.2 | 200.4 | 0 | 200.4 | 560.32 | 1808.3698 | 964 | 0 | 964 | 844.3698 | 1808.3698 | -844.3698 | 9900 | -565.9773 | -1509.4069 | 0.99
2016-12-11 13:00 | 180000 | 50 | 0 | 200.4 | 102.2 | 200.4 | 560.32 | 2006.5583 | 472.3792 | 491.6208 | 472.3792 | 1534.1791 | 2006.5583 | -1534.1791 | 9900 | 0 | -844.3698 | 0.99
2016-12-11 14:00 | 180000 | 50 | 0 | 200.4 | 150.4 | 200.4 | 560.32 | 1558.6738 | 240.519 | 723.481 | 240.519 | 1318.1548 | 1558.6738 | -1318.1548 | 9900 | 0 | -1534.1791 | 0.99
2016-12-11 15:00 | 180000 | 50 | 0 | 200.4 | 150.4 | 200.4 | 560.32 | 1772.3704 | 240.519 | 723.481 | 240.519 | 1531.8514 | 1772.3704 | -1531.8514 | 9900 | 0 | -1318.1548 | 0.99
2016-12-11 16:00 | 180000 | 50 | 0 | 200.4 | 150.4 | 200.4 | 560.32 | 1255.7222 | 240.519 | 723.481 | 240.519 | 1015.2033 | 1255.7222 | -1015.2033 | 9900 | 0 | -1531.8514 | 0.99
2016-12-11 17:00 | 180000 | 50 | -50 | 0 | 150.4 | 0 | 0 | 160.6667 | -723.481 | 723.481 | -723.481 | 884.1477 | 630.1206 | -1353.6016 | 9900 | 0 | -1015.2033 | 0.99
2016-12-11 18:00 | 179950 | 50 | -16.6 | 33.4 | 0 | 33.4 | 93.3867 | 160.6667 | 160.6667 | 0 | 160.6667 | 0 | 5.5561 | 155.1105 | 9900 | 0 | -1353.6016 | 0.99
2016-12-11 19:00 | 179933.4 | 50 | -16.6 | 33.4 | 0 | 33.4 | 93.3867 | 160.6667 | 160.6667 | 0 | 160.6667 | 0 | 26.061 | 134.6057 | 9760.4005 | 155.1105 | 0 | 0.97604
2016-12-11 20:00 | 179916.8 | 50 | -16.6 | 33.4 | 0 | 33.4 | 93.3867 | 160.6667 | 160.6667 | 0 | 160.6667 | 0 | 162.609 | -1.9423 | 9639.2554 | 134.6057 | 0 | 0.96393
2016-12-11 21:00 | 179900.2 | 50 | -16.6 | 33.4 | 0 | 33.4 | 93.3867 | 160.6667 | 160.6667 | 0 | 160.6667 | 0 | 84.0273 | 76.6393 | 9641.0035 | -1.9423 | 0 | 0.9641
2016-12-11 22:00 | 179883.6 | 50 | -16.6 | 33.4 | 0 | 33.4 | 93.3867 | 160.6667 | 160.6667 | 0 | 160.6667 | 0 | 47.32 | 113.3467 | 9572.0281 | 76.6393 | 0 | 0.9572
2016-12-11 23:00 | 179867 | 50 | -16.6 | 33.4 | 0 | 33.4 | 93.3867 | 160.6667 | 160.6667 | 0 | 160.6667 | 0 | 12.0747 | 148.5919 | 9470.016 | 113.3467 | 0 | 0.947
2016-12-12 | 179850.4 | 50 | -16.6 | 33.4 | 0 | 33.4 | 93.3867 | 160.6667 | 160.6667 | 0 | 160.6667 | 0 | 15.4306 | 145.2361 | 9336.2833 | 148.5919 | 0 | 0.93363
2016-12-12 01:00 | 179833.8 | 50 | -16.6 | 33.4 | 0 | 33.4 | 93.3867 | 160.6667 | 160.6667 | 0 | 160.6667 | 0 | 0.7925 | 159.8742 | 9205.5708 | 145.2361 | 0 | 0.92056
2016-12-12 02:00 | 179817.2 | 50 | -16.6 | 33.4 | 0 | 33.4 | 93.3867 | 160.6667 | 160.6667 | 0 | 160.6667 | 0 | 8.3817 | 152.285 | 9061.6841 | 159.8742 | 0 | 0.90617
2016-12-12 03:00 | 179800.6 | 50 | -16.6 | 33.4 | 0 | 33.4 | 93.3867 | 160.6667 | 160.6667 | 0 | 160.6667 | 0 | 11.4277 | 149.239 | 8924.6276 | 152.285 | 0 | 0.89246
2016-12-12 04:00 | 179784 | 50 | -16.6 | 33.4 | 0 | 33.4 | 93.3867 | 160.6667 | 160.6667 | 0 | 160.6667 | 0 | 0.13882 | 160.5279 | 8790.3125 | 149.239 | 0 | 0.87903
2016-12-12 05:00 | 179767.4 | 50 | -16.6 | 33.4 | 0 | 33.4 | 93.3867 | 160.6667 | 160.6667 | 0 | 160.6667 | 0 | 0 | 160.6667 | 8645.8375 | 160.5279 | 0 | 0.86458
2016-12-12 06:00 | 179750.8 | 50 | -16.6 | 33.4 | 0 | 33.4 | 93.3867 | 160.6667 | 160.6667 | 0 | 160.6667 | 0 | 1.0482 | 159.6185 | 8501.2375 | 160.6667 | 0 | 0.85012
2016-12-12 07:00 | 179734.2 | 50 | -50 | 0 | 0 | 0 | 0 | 160.6667 | 0 | 0 | 0 | 160.6667 | 13.2756 | -13.2756 | 8357.5808 | 159.6185 | 0 | 0.83576
2016-12-12 08:00 | 179684.2 | 50 | -16.6 | 33.4 | 0 | 33.4 | 93.3867 | 160.6667 | 160.6667 | 0 | 160.6667 | 0 | 265.9598 | -105.2931 | 8369.5289 | -13.2756 | 0 | 0.83695
2016-12-12 09:00 | 179667.6 | 50 | -50 | 0 | 0 | 0 | 0 | 160.6667 | 0 | 0 | 0 | 160.6667 | 932.974 | -932.974 | 8464.2927 | -105.2931 | 0 | 0.84643
2016-12-12 10:00 | 179617.6 | 50 | 150.4 | 200.4 | 0 | 200.4 | 560.32 | 1586.6349 | 964 | 0 | 964 | 622.6349 | 1586.6349 | -622.6349 | 9303.9693 | -932.974 | 0 | 0.9304
2016-12-12 11:00 | 179768 | 50 | 150.4 | 200.4 | 0 | 200.4 | 560.32 | 2012.5206 | 964 | 0 | 964 | 1048.5206 | 2012.5206 | -1048.5206 | 9864.3407 | -622.6349 | 0 | 0.98643
2016-12-12 12:00 | 179918.4 | 50 | 81.6 | 200.4 | 0 | 200.4 | 560.32 | 2298.4144 | 964 | 0 | 964 | 1334.4144 | 2298.4144 | -1334.4144 | 9900 | -39.6214 | -1088.142 | 0.99
2016-12-12 13:00 | 180000 | 50 | 0 | 200.4 | 68.8 | 200.4 | 560.32 | 2351.7801 | 633.0459 | 330.9541 | 633.0459 | 1718.7342 | 2351.7801 | -1718.7342 | 9900 | 0 | -1334.4144 | 0.99
2016-12-12 14:00 | 180000 | 50 | 0 | 200.4 | 150.4 | 200.4 | 560.32 | 2211.5898 | 240.519 | 723.481 | 240.519 | 1971.0708 | 2211.5898 | -1971.0708 | 9900 | 0 | -1718.7342 | 0.99
2016-12-12 15:00 | 180000 | 50 | 0 | 200.4 | 150.4 | 200.4 | 560.32 | 1864.9663 | 240.519 | 723.481 | 240.519 | 1624.4473 | 1864.9663 | -1624.4473 | 9900 | 0 | -1971.0708 | 0.99
2016-12-12 16:00 | 180000 | 50 | 0 | 200.4 | 150.4 | 200.4 | 560.32 | 1346.7735 | 240.519 | 723.481 | 240.519 | 1106.2545 | 1346.7735 | -1106.2545 | 9900 | 0 | -1624.4473 | 0.99
2016-12-12 17:00 | 180000 | 50 | -50 | 0 | 150.4 | 0 | 0 | 160.6667 | -723.481 | 723.481 | -723.481 | 884.1477 | 719.5043 | -1442.9854 | 9900 | 0 | -1106.2545 | 0.99
2016-12-12 18:00 | 179950 | 50 | -16.6 | 33.4 | 0 | 33.4 | 93.3867 | 160.6667 | 160.6667 | 0 | 160.6667 | 0 | 100.7572 | 59.9095 | 9900 | 0 | -1442.9854 | 0.99
2016-12-12 19:00 | 179933.4 | 50 | -16.6 | 33.4 | 0 | 33.4 | 93.3867 | 160.6667 | 160.6667 | 0 | 160.6667 | 0 | 77.8311 | 82.8356 | 9846.0815 | 59.9095 | 0 | 0.98461
2016-12-12 20:00 | 179916.8 | 50 | -16.6 | 33.4 | 0 | 33.4 | 93.3867 | 160.6667 | 160.6667 | 0 | 160.6667 | 0 | 87.4271 | 73.2396 | 9771.5295 | 82.8356 | 0 | 0.97715
2016-12-12 21:00 | 179900.2 | 50 | -16.6 | 33.4 | 0 | 33.4 | 93.3867 | 160.6667 | 160.6667 | 0 | 160.6667 | 0 | 54.3227 | 106.344 | 9705.6139 | 73.2396 | 0 | 0.97056
2016-12-12 22:00 | 179883.6 | 50 | -16.6 | 33.4 | 0 | 33.4 | 93.3867 | 160.6667 | 160.6667 | 0 | 160.6667 | 0 | 47.8528 | 112.8139 | 9609.9043 | 106.344 | 0 | 0.96099
2016-12-12 23:00 | 179867 | 50 | -16.6 | 33.4 | 0 | 33.4 | 93.3867 | 160.6667 | 160.6667 | 0 | 160.6667 | 0 | 41.9924 | 118.6742 | 9508.3718 | 112.8139 | 0 | 0.95084
2016-12-13 | 179850.4 | 50 | -16.6 | 33.4 | 0 | 33.4 | 93.3867 | 160.6667 | 160.6667 | 0 | 160.6667 | 0 | 49.9223 | 110.7444 | 9401.5649 | 118.6742 | 0 | 0.94016
2016-12-13 01:00 | 179833.8 | 50 | -16.6 | 33.4 | 0 | 33.4 | 93.3867 | 160.6667 | 160.6667 | 0 | 160.6667 | 0 | 43.063 | 117.6036 | 9301.895 | 110.7444 | 0 | 0.93019
2016-12-13 02:00 | 179817.2 | 50 | -16.6 | 33.4 | 0 | 33.4 | 93.3867 | 160.6667 | 160.6667 | 0 | 160.6667 | 0 | 46.6745 | 113.9921 | 9196.0517 | 117.6036 | 0 | 0.91961
2016-12-13 03:00 | 179800.6 | 50 | -16.6 | 33.4 | 0 | 33.4 | 93.3867 | 160.6667 | 160.6667 | 0 | 160.6667 | 0 | 30.3384 | 130.3283 | 9093.4588 | 113.9921 | 0 | 0.90935
2016-12-13 04:00 | 179784 | 50 | -16.6 | 33.4 | 0 | 33.4 | 93.3867 | 160.6667 | 160.6667 | 0 | 160.6667 | 0 | 34.6978 | 125.9689 | 8976.1634 | 130.3283 | 0 | 0.89762
2016-12-13 05:00 | 179767.4 | 50 | -16.6 | 33.4 | 0 | 33.4 | 93.3867 | 160.6667 | 160.6667 | 0 | 160.6667 | 0 | 33.9447 | 126.7219 | 8862.7913 | 125.9689 | 0 | 0.88628
2016-12-13 06:00 | 179750.8 | 50 | -16.6 | 33.4 | 0 | 33.4 | 93.3867 | 160.6667 | 160.6667 | 0 | 160.6667 | 0 | 23.7352 | 136.9315 | 8748.7416 | 126.7219 | 0 | 0.87487
2016-12-13 07:00 | 179734.2 | 50 | -16.6 | 33.4 | 0 | 33.4 | 93.3867 | 160.6667 | 160.6667 | 0 | 160.6667 | 0 | 19.8063 | 140.8603 | 8625.5033 | 136.9315 | 0 | 0.86255
2016-12-13 08:00 | 179717.6 | 50 | -16.6 | 33.4 | 0 | 33.4 | 93.3867 | 160.6667 | 160.6667 | 0 | 160.6667 | 0 | 301.4938 | -140.8271 | 8498.729 | 140.8603 | 0 | 0.84987
2016-12-13 09:00 | 179701 | 50 | -50 | 0 | 0 | 0 | 0 | 160.6667 | 0 | 0 | 0 | 160.6667 | 959.667 | -959.667 | 8625.4734 | -140.8271 | 0 | 0.86255
2016-12-13 10:00 | 179651 | 50 | 150.4 | 200.4 | 0 | 200.4 | 560.32 | 1497.5643 | 964 | 0 | 964 | 533.5643 | 1497.5643 | -533.5643 | 9489.1737 | -959.667 | 0 | 0.94892
2016-12-13 11:00 | 179801.4 | 50 | 150.4 | 200.4 | 0 | 200.4 | 560.32 | 1907.7344 | 964 | 0 | 964 | 943.7344 | 1907.7344 | -943.7344 | 9900 | -456.4736 | -990.0379 | 0.99
2016-12-13 12:00 | 179951.8 | 50 | 48.2 | 200.4 | 0 | 200.4 | 560.32 | 2023.9635 | 964 | 0 | 964 | 1059.9635 | 2023.9635 | -1059.9635 | 9900 | 0 | -943.7344 | 0.99
2016-12-13 13:00 | 180000 | 50 | 0 | 200.4 | 102.2 | 200.4 | 560.32 | 2222.5104 | 472.3792 | 491.6208 | 472.3792 | 1750.1312 | 2222.5104 | -1750.1312 | 9900 | 0 | -1059.9635 | 0.99
2016-12-13 14:00 | 180000 | 50 | 0 | 200.4 | 150.4 | 200.4 | 560.32 | 2100.1914 | 240.519 | 723.481 | 240.519 | 1859.6724 | 2100.1914 | -1859.6724 | 9900 | 0 | -1750.1312 | 0.99
2016-12-13 15:00 | 180000 | 50 | 0 | 200.4 | 150.4 | 200.4 | 560.32 | 1800.3348 | 240.519 | 723.481 | 240.519 | 1559.8158 | 1800.3348 | -1559.8158 | 9900 | 0 | -1859.6724 | 0.99
2016-12-13 16:00 | 180000 | 50 | 0 | 200.4 | 150.4 | 200.4 | 560.32 | 1323.2026 | 240.519 | 723.481 | 240.519 | 1082.6837 | 1323.2026 | -1082.6837 | 9900 | 0 | -1559.8158 | 0.99
2016-12-13 17:00 | 180000 | 50 | -50 | 0 | 150.4 | 0 | 0 | 160.6667 | -723.481 | 723.481 | -723.481 | 884.1477 | 658.9709 | -1382.452 | 9900 | 0 | -1082.6837 | 0.99
2016-12-13 18:00 | 179950 | 50 | -16.6 | 33.4 | 0 | 33.4 | 93.3867 | 160.6667 | 160.6667 | 0 | 160.6667 | 0 | 28.1561 | 132.5105 | 9900 | 0 | -1382.452 | 0.99
2016-12-13 19:00 | 179933.4 | 50 | -16.6 | 33.4 | 0 | 33.4 | 93.3867 | 160.6667 | 160.6667 | 0 | 160.6667 | 0 | 13.144 | 147.5227 | 9780.7405 | 132.5105 | 0 | 0.97807
2016-12-13 20:00 | 179916.8 | 50 | -16.6 | 33.4 | 0 | 33.4 | 93.3867 | 160.6667 | 160.6667 | 0 | 160.6667 | 0 | 7.7911 | 152.8756 | 9647.9701 | 147.5227 | 0 | 0.9648
2016-12-13 21:00 | 179900.2 | 50 | -16.6 | 33.4 | 0 | 33.4 | 93.3867 | 160.6667 | 160.6667 | 0 | 160.6667 | 0 | 22.6248 | 138.0418 | 9510.3821 | 152.8756 | 0 | 0.95104
2016-12-13 22:00 | 179883.6 | 50 | -16.6 | 33.4 | 0 | 33.4 | 93.3867 | 160.6667 | 160.6667 | 0 | 160.6667 | 0 | 18.8824 | 141.7843 | 9386.1444 | 138.0418 | 0 | 0.93861
2016-12-13 23:00 | 179867 | 50 | -16.6 | 33.4 | 0 | 33.4 | 93.3867 | 160.6667 | 160.6667 | 0 | 160.6667 | 0 | 35.0615 | 125.6052 | 9258.5386 | 141.7843 | 0 | 0.92585
2016-12-14 | 179850.4 | 50 | -16.6 | 33.4 | 0 | 33.4 | 93.3867 | 160.6667 | 160.6667 | 0 | 160.6667 | 0 | 31.2092 | 129.4574 | 9145.4939 | 125.6052 | 0 | 0.91455
2016-12-14 01:00 | 179833.8 | 50 | -16.6 | 33.4 | 0 | 33.4 | 93.3867 | 160.6667 | 160.6667 | 0 | 160.6667 | 0 | 30.4255 | 130.2412 | 9028.9822 | 129.4574 | 0 | 0.9029
2016-12-14 02:00 | 179817.2 | 50 | -16.6 | 33.4 | 0 | 33.4 | 93.3867 | 160.6667 | 160.6667 | 0 | 160.6667 | 0 | 24.5344 | 136.1323 | 8911.7651 | 130.2412 | 0 | 0.89118
2016-12-14 03:00 | 179800.6 | 50 | -16.6 | 33.4 | 0 | 33.4 | 93.3867 | 160.6667 | 160.6667 | 0 | 160.6667 | 0 | 18.1586 | 142.5081 | 8789.2461 | 136.1323 | 0 | 0.87892
2016-12-14 04:00 | 179784 | 50 | -16.6 | 33.4 | 0 | 33.4 | 93.3867 | 160.6667 | 160.6667 | 0 | 160.6667 | 0 | 24.2397 | 136.427 | 8660.9888 | 142.5081 | 0 | 0.8661
2016-12-14 05:00 | 179767.4 | 50 | -16.6 | 33.4 | 0 | 33.4 | 93.3867 | 160.6667 | 160.6667 | 0 | 160.6667 | 0 | 24.893 | 135.7737 | 8538.2046 | 136.427 | 0 | 0.85382
2016-12-14 06:00 | 179750.8 | 50 | -16.6 | 33.4 | 0 | 33.4 | 93.3867 | 160.6667 | 160.6667 | 0 | 160.6667 | 0 | 25.6768 | 134.9899 | 8416.0083 | 135.7737 | 0 | 0.8416
2016-12-14 07:00 | 179734.2 | 50 | -16.6 | 33.4 | 0 | 33.4 | 93.3867 | 160.6667 | 160.6667 | 0 | 160.6667 | 0 | 11.0274 | 149.6392 | 8294.5174 | 134.9899 | 0 | 0.82945
2016-12-14 08:00 | 179717.6 | 50 | -16.6 | 33.4 | 0 | 33.4 | 93.3867 | 160.6667 | 160.6667 | 0 | 160.6667 | 0 | 264.197 | -103.5303 | 8159.842 | 149.6392 | 0 | 0.81598
2016-12-14 09:00 | 179701 | 50 | -50 | 0 | 0 | 0 | 0 | 160.6667 | 0 | 0 | 0 | 160.6667 | 846.3397 | -846.3397 | 8253.0193 | -103.5303 | 0 | 0.8253
2016-12-14 10:00 | 179651 | 50 | 150.4 | 200.4 | 0 | 200.4 | 560.32 | 1472.437 | 964 | 0 | 964 | 508.437 | 1472.437 | -508.437 | 9014.7251 | -846.3397 | 0 | 0.90147
2016-12-14 11:00 | 179801.4 | 50 | 150.4 | 200.4 | 0 | 200.4 | 560.32 | 1888.2051 | 964 | 0 | 964 | 924.2051 | 1888.2051 | -924.2051 | 9472.3184 | -508.437 | 0 | 0.94723
2016-12-14 12:00 | 179951.8 | 50 | 48.2 | 200.4 | 0 | 200.4 | 560.32 | 2131.5879 | 964 | 0 | 964 | 1167.5879 | 2131.5879 | -1167.5879 | 9900 | -475.2018 | -1399.4069 | 0.99
2016-12-14 13:00 | 180000 | 50 | 0 | 200.4 | 102.2 | 200.4 | 560.32 | 2204.4143 | 472.3792 | 491.6208 | 472.3792 | 1732.035 | 2204.4143 | -1732.035 | 9900 | 0 | -1167.5879 | 0.99
2016-12-14 14:00 | 180000 | 50 | 0 | 200.4 | 150.4 | 200.4 | 560.32 | 2071.739 | 240.519 | 723.481 | 240.519 | 1831.2201 | 2071.739 | -1831.2201 | 9900 | 0 | -1732.035 | 0.99
2016-12-14 15:00 | 180000 | 50 | 0 | 200.4 | 150.4 | 200.4 | 560.32 | 1746.7783 | 240.519 | 723.481 | 240.519 | 1506.2594 | 1746.7783 | -1506.2594 | 9900 | 0 | -1831.2201 | 0.99
2016-12-14 16:00 | 180000 | 50 | 0 | 200.4 | 150.4 | 200.4 | 560.32 | 1254.2271 | 240.519 | 723.481 | 240.519 | 1013.7082 | 1254.2271 | -1013.7082 | 9900 | 0 | -1506.2594 | 0.99
2016-12-14 17:00 | 180000 | 50 | -50 | 0 | 150.4 | 0 | 0 | 160.6667 | -723.481 | 723.481 | -723.481 | 884.1477 | 653.5059 | -1376.9869 | 9900 | 0 | -1013.7082 | 0.99
2016-12-14 18:00 | 179950 | 50 | -16.6 | 33.4 | 0 | 33.4 | 93.3867 | 160.6667 | 160.6667 | 0 | 160.6667 | 0 | 100.4637 | 60.203 | 9900 | 0 | -1376.9869 | 0.99
2016-12-14 19:00 | 179933.4 | 50 | -16.6 | 33.4 | 0 | 33.4 | 93.3867 | 160.6667 | 160.6667 | 0 | 160.6667 | 0 | 166.707 | -6.0404 | 9845.8173 | 60.203 | 0 | 0.98458
2016-12-14 20:00 | 179916.8 | 50 | -16.6 | 33.4 | 0 | 33.4 | 93.3867 | 160.6667 | 160.6667 | 0 | 160.6667 | 0 | 93.8598 | 66.8069 | 9851.2537 | -6.0404 | 0 | 0.98513
2016-12-14 21:00 | 179900.2 | 50 | -16.6 | 33.4 | 0 | 33.4 | 93.3867 | 160.6667 | 160.6667 | 0 | 160.6667 | 0 | 9.9664 | 150.7003 | 9791.1275 | 66.8069 | 0 | 0.97911
2016-12-14 22:00 | 179883.6 | 50 | -16.6 | 33.4 | 0 | 33.4 | 93.3867 | 160.6667 | 160.6667 | 0 | 160.6667 | 0 | 10.2899 | 150.3768 | 9655.4972 | 150.7003 | 0 | 0.96555
2016-12-14 23:00 | 179867 | 50 | -16.6 | 33.4 | 0 | 33.4 | 93.3867 | 160.6667 | 160.6667 | 0 | 160.6667 | 0 | 11.5319 | 149.1348 | 9520.1581 | 150.3768 | 0 | 0.95202
2016-12-15 | 179850.4 | 50 | -16.6 | 33.4 | 0 | 33.4 | 93.3867 | 160.6667 | 160.6667 | 0 | 160.6667 | 0 | 0.24358 | 160.4231 | 9385.9368 | 149.1348 | 0 | 0.93859
2016-12-15 01:00 | 179833.8 | 50 | -16.6 | 33.4 | 0 | 33.4 | 93.3867 | 160.6667 | 160.6667 | 0 | 160.6667 | 0 | 1.5307 | 159.1359 | 9241.556 | 160.4231 | 0 | 0.92416
2016-12-15 02:00 | 179817.2 | 50 | -16.6 | 33.4 | 0 | 33.4 | 93.3867 | 160.6667 | 160.6667 | 0 | 160.6667 | 0 | 0.77677 | 159.8899 | 9098.3337 | 159.1359 | 0 | 0.90983
2016-12-15 03:00 | 179800.6 | 50 | -16.6 | 33.4 | 0 | 33.4 | 93.3867 | 160.6667 | 160.6667 | 0 | 160.6667 | 0 | 0 | 160.6667 | 8954.4328 | 159.8899 | 0 | 0.89544
2016-12-15 04:00 | 179784 | 50 | -16.6 | 33.4 | 0 | 33.4 | 93.3867 | 160.6667 | 160.6667 | 0 | 160.6667 | 0 | 0 | 160.6667 | 8809.8328 | 160.6667 | 0 | 0.88098
2016-12-15 05:00 | 179767.4 | 50 | -16.6 | 33.4 | 0 | 33.4 | 93.3867 | 160.6667 | 160.6667 | 0 | 160.6667 | 0 | 0.28427 | 160.3824 | 8665.2328 | 160.6667 | 0 | 0.86652
2016-12-15 06:00 | 179750.8 | 50 | -16.6 | 33.4 | 0 | 33.4 | 93.3867 | 160.6667 | 160.6667 | 0 | 160.6667 | 0 | 7.5521 | 153.1146 | 8520.8886 | 160.3824 | 0 | 0.85209
2016-12-15 07:00 | 179734.2 | 50 | -16.6 | 33.4 | 0 | 33.4 | 93.3867 | 160.6667 | 160.6667 | 0 | 160.6667 | 0 | 54.2766 | 106.3901 | 8383.0855 | 153.1146 | 0 | 0.83831
2016-12-15 08:00 | 179717.6 | 50 | -16.6 | 33.4 | 0 | 33.4 | 93.3867 | 160.6667 | 160.6667 | 0 | 160.6667 | 0 | 388.6242 | -227.9575 | 8287.3344 | 106.3901 | 0 | 0.82873
2016-12-15 09:00 | 179701 | 50 | 150.4 | 200.4 | 0 | 200.4 | 560.32 | 1078.8385 | 964 | 0 | 964 | 114.8385 | 1078.8385 | -114.8385 | 8492.4962 | -227.9575 | 0 | 0.84925
2016-12-15 10:00 | 179851.4 | 50 | 148.6 | 200.4 | 0 | 200.4 | 560.32 | 1625.4538 | 964 | 0 | 964 | 661.4538 | 1625.4538 | -661.4538 | 8595.8509 | -114.8385 | 0 | 0.85959
2016-12-15 11:00 | 180000 | 50 | 0 | 200.4 | 1.8 | 200.4 | 560.32 | 2174.6597 | 955.3413 | 8.6587 | 955.3413 | 1219.3184 | 2174.6597 | -1219.3184 | 9191.1593 | -661.4538 | 0 | 0.91912
2016-12-15 12:00 | 180000 | 50 | 0 | 200.4 | 150.4 | 200.4 | 560.32 | 2493.8175 | 240.519 | 723.481 | 240.519 | 2253.2985 | 2493.8175 | -2253.2985 | 9900 | -787.6008 | -2006.9192 | 0.99
2016-12-15 13:00 | 180000 | 50 | 0 | 200.4 | 150.4 | 200.4 | 560.32 | 2599.0273 | 240.519 | 723.481 | 240.519 | 2358.5084 | 2599.0273 | -2358.5084 | 9900 | 0 | -2253.2985 | 0.99
2016-12-15 14:00 | 180000 | 50 | 0 | 200.4 | 150.4 | 200.4 | 560.32 | 2521.6256 | 240.519 | 723.481 | 240.519 | 2281.1066 | 2521.6256 | -2281.1066 | 9900 | 0 | -2358.5084 | 0.99
2016-12-15 15:00 | 180000 | 50 | 0 | 200.4 | 150.4 | 200.4 | 560.32 | 2126.2709 | 240.519 | 723.481 | 240.519 | 1885.7519 | 2126.2709 | -1885.7519 | 9900 | 0 | -2281.1066 | 0.99
2016-12-15 16:00 | 180000 | 50 | 0 | 200.4 | 150.4 | 200.4 | 560.32 | 1465.7566 | 240.519 | 723.481 | 240.519 | 1225.2377 | 1465.7566 | -1225.2377 | 9900 | 0 | -1885.7519 | 0.99
2016-12-15 17:00 | 180000 | 50 | 0 | 200.4 | 150.4 | 200.4 | 560.32 | 1232.8778 | 240.519 | 723.481 | 240.519 | 992.3588 | 1232.8778 | -992.3588 | 9900 | 0 | -1225.2377 | 0.99
2016-12-15 18:00 | 180000 | 50 | -16.6 | 33.4 | 150.4 | 33.4 | 93.3867 | 160.6667 | -562.8144 | 723.481 | -562.8144 | 723.481 | 472.8854 | -1035.6997 | 9900 | 0 | -992.3588 | 0.99
2016-12-15 19:00 | 179983.4 | 50 | -16.6 | 33.4 | 0 | 33.4 | 93.3867 | 160.6667 | 160.6667 | 0 | 160.6667 | 0 | 398.7806 | -238.114 | 9900 | 0 | -1035.6997 | 0.99
2016-12-15 20:00 | 179966.8 | 50 | -16.6 | 33.4 | 0 | 33.4 | 93.3867 | 160.6667 | 160.6667 | 0 | 160.6667 | 0 | 368.1067 | -207.4401 | 9900 | 0 | -238.114 | 0.99
2016-12-15 21:00 | 179950.2 | 50 | -16.6 | 33.4 | 0 | 33.4 | 93.3867 | 160.6667 | 160.6667 | 0 | 160.6667 | 0 | 339.2422 | -178.5755 | 9900 | 0 | -207.4401 | 0.99
2016-12-15 22:00 | 179933.6 | 50 | -16.6 | 33.4 | 0 | 33.4 | 93.3867 | 160.6667 | 160.6667 | 0 | 160.6667 | 0 | 414.0171 | -253.3504 | 9900 | 0 | -178.5755 | 0.99
2016-12-15 23:00 | 179917 | 50 | -16.6 | 33.4 | 0 | 33.4 | 93.3867 | 160.6667 | 160.6667 | 0 | 160.6667 | 0 | 377.2805 | -216.6139 | 9900 | 0 | -253.3504 | 0.99
2016-12-16 | 179900.4 | 50 | -50 | 0 | 0 | 0 | 0 | 160.6667 | 0 | 0 | 0 | 160.6667 | 523.4668 | -523.4668 | 9900 | 0 | -216.6139 | 0.99
2016-12-16 01:00 | 179850.4 | 50 | -50 | 0 | 0 | 0 | 0 | 160.6667 | 0 | 0 | 0 | 160.6667 | 908.7987 | -908.7987 | 9900 | 0 | -523.4668 | 0.99
2016-12-16 02:00 | 179800.4 | 50 | -50 | 0 | 0 | 0 | 0 | 160.6667 | 0 | 0 | 0 | 160.6667 | 745.6818 | -745.6818 | 9900 | 0 | -908.7987 | 0.99
2016-12-16 03:00 | 179750.4 | 50 | -50 | 0 | 0 | 0 | 0 | 160.6667 | 0 | 0 | 0 | 160.6667 | 754.852 | -754.852 | 9900 | 0 | -745.6818 | 0.99
2016-12-16 04:00 | 179700.4 | 50 | -16.6 | 33.4 | 0 | 33.4 | 93.3867 | 160.6667 | 160.6667 | 0 | 160.6667 | 2.8422e-14 | 487.4055 | -326.7389 | 9900 | 0 | -754.852 | 0.99
2016-12-16 05:00 | 179683.8 | 50 | -16.6 | 33.4 | 0 | 33.4 | 93.3867 | 160.6667 | 160.6667 | 0 | 160.6667 | 0 | 280.5532 | -119.8866 | 9900 | 0 | -326.7389 | 0.99
2016-12-16 06:00 | 179667.2 | 50 | -50 | 0 | 0 | 0 | 0 | 160.6667 | 0 | 0 | 0 | 160.6667 | 585.4934 | -585.4934 | 9900 | 0 | -119.8866 | 0.99
2016-12-16 07:00 | 179617.2 | 50 | -50 | 0 | 0 | 0 | 0 | 160.6667 | 0 | 0 | 0 | 160.6667 | 620.7371 | -620.7371 | 9900 | 0 | -585.4934 | 0.99
2016-12-16 08:00 | 179567.2 | 50 | 150.4 | 200.4 | 0 | 200.4 | 560.32 | 1071.3921 | 964 | 0 | 964 | 107.3921 | 1071.3921 | -107.3921 | 9900 | 0 | -620.7371 | 0.99
2016-12-16 09:00 | 179717.6 | 50 | 150.4 | 200.4 | 0 | 200.4 | 560.32 | 1638.278 | 964 | 0 | 964 | 674.278 | 1638.278 | -674.278 | 9900 | 0 | -107.3921 | 0.99
2016-12-16 10:00 | 179868 | 50 | 132 | 200.4 | 0 | 200.4 | 560.32 | 2224.734 | 964 | 0 | 964 | 1260.734 | 2224.734 | -1260.734 | 9900 | 0 | -674.278 | 0.99
2016-12-16 11:00 | 180000 | 50 | 0 | 200.4 | 18.4 | 200.4 | 560.32 | 2747.5589 | 875.489 | 88.511 | 875.489 | 1872.0699 | 2747.5589 | -1872.0699 | 9900 | 0 | -1260.734 | 0.99
2016-12-16 12:00 | 180000 | 50 | 0 | 200.4 | 150.4 | 200.4 | 560.32 | 3101.9902 | 240.519 | 723.481 | 240.519 | 2861.4713 | 3101.9902 | -2861.4713 | 9900 | 0 | -1872.0699 | 0.99
2016-12-16 13:00 | 180000 | 50 | 0 | 200.4 | 150.4 | 200.4 | 560.32 | 3101.8904 | 240.519 | 723.481 | 240.519 | 2861.3714 | 3101.8904 | -2861.3714 | 9900 | 0 | -2861.4713 | 0.99
2016-12-16 14:00 | 180000 | 50 | 0 | 200.4 | 150.4 | 200.4 | 560.32 | 3041.7744 | 240.519 | 723.481 | 240.519 | 2801.2554 | 3041.7744 | -2801.2554 | 9900 | 0 | -2861.3714 | 0.99
2016-12-16 15:00 | 180000 | 50 | 0 | 200.4 | 150.4 | 200.4 | 560.32 | 2715.2752 | 240.519 | 723.481 | 240.519 | 2474.7562 | 2715.2752 | -2474.7562 | 9900 | 0 | -2801.2554 | 0.99
2016-12-16 16:00 | 180000 | 50 | 0 | 200.4 | 150.4 | 200.4 | 560.32 | 2216.1576 | 240.519 | 723.481 | 240.519 | 1975.6386 | 2216.1576 | -1975.6386 | 9900 | 0 | -2474.7562 | 0.99
2016-12-16 17:00 | 180000 | 50 | 0 | 200.4 | 150.4 | 200.4 | 560.32 | 1548.824 | 240.519 | 723.481 | 240.519 | 1308.3051 | 1548.824 | -1308.3051 | 9900 | 0 | -1975.6386 | 0.99
2016-12-16 18:00 | 180000 | 50 | -50 | 0 | 150.4 | 0 | 0 | 160.6667 | -723.481 | 723.481 | -723.481 | 884.1477 | 919.7727 | -1643.2537 | 9900 | 0 | -1308.3051 | 0.99
2016-12-16 19:00 | 179950 | 50 | -50 | 0 | 0 | 0 | 0 | 160.6667 | 0 | 0 | 0 | 160.6667 | 881.7965 | -881.7965 | 9900 | 0 | -1643.2537 | 0.99
2016-12-16 20:00 | 179900 | 50 | -50 | 0 | 0 | 0 | 0 | 160.6667 | 0 | 0 | 0 | 160.6667 | 610.9133 | -610.9133 | 9900 | 0 | -881.7965 | 0.99
2016-12-16 21:00 | 179850 | 50 | -50 | 0 | 0 | 0 | 0 | 160.6667 | 0 | 0 | 0 | 160.6667 | 578.0528 | -578.0528 | 9900 | 0 | -610.9133 | 0.99
2016-12-16 22:00 | 179800 | 50 | -50 | 0 | 0 | 0 | 0 | 160.6667 | 0 | 0 | 0 | 160.6667 | 582.819 | -582.819 | 9900 | 0 | -578.0528 | 0.99
2016-12-16 23:00 | 179750 | 50 | -50 | 0 | 0 | 0 | 0 | 160.6667 | 0 | 0 | 0 | 160.6667 | 850.0303 | -850.0303 | 9900 | 0 | -582.819 | 0.99
2016-12-17 | 179700 | 50 | -50 | 0 | 0 | 0 | 0 | 160.6667 | 0 | 0 | 0 | 160.6667 | 812.2446 | -812.2446 | 9900 | 0 | -850.0303 | 0.99
2016-12-17 01:00 | 179650 | 50 | -50 | 0 | 0 | 0 | 0 | 160.6667 | 0 | 0 | 0 | 160.6667 | 850.4329 | -850.4329 | 9900 | 0 | -812.2446 | 0.99
2016-12-17 02:00 | 179600 | 50 | -50 | 0 | 0 | 0 | 0 | 160.6667 | 0 | 0 | 0 | 160.6667 | 817.8363 | -817.8363 | 9900 | 0 | -850.4329 | 0.99
2016-12-17 03:00 | 179550 | 50 | -50 | 0 | 0 | 0 | 0 | 160.6667 | 0 | 0 | 0 | 160.6667 | 644.7006 | -644.7006 | 9900 | 0 | -817.8363 | 0.99
2016-12-17 04:00 | 179500 | 50 | -50 | 0 | 0 | 0 | 0 | 160.6667 | 0 | 0 | 0 | 160.6667 | 660.5616 | -660.5616 | 9900 | 0 | -644.7006 | 0.99
2016-12-17 05:00 | 179450 | 50 | -16.6 | 33.4 | 0 | 33.4 | 93.3867 | 160.6667 | 160.6667 | 0 | 160.6667 | 2.8422e-14 | 461.8999 | -301.2332 | 9900 | 0 | -660.5616 | 0.99
2016-12-17 06:00 | 179433.4 | 50 | -16.6 | 33.4 | 0 | 33.4 | 93.3867 | 160.6667 | 160.6667 | 0 | 160.6667 | 0 | 312.431 | -151.7643 | 9900 | 0 | -301.2332 | 0.99
2016-12-17 07:00 | 179416.8 | 50 | -50 | 0 | 0 | 0 | 0 | 160.6667 | 0 | 0 | 0 | 160.6667 | 435.7972 | -435.7972 | 9900 | 0 | -151.7643 | 0.99
2016-12-17 08:00 | 179366.8 | 50 | -50 | 0 | 0 | 0 | 0 | 160.6667 | 0 | 0 | 0 | 160.6667 | 442.6933 | -442.6933 | 9900 | 0 | -435.7972 | 0.99
2016-12-17 09:00 | 179316.8 | 50 | 150.4 | 200.4 | 0 | 200.4 | 560.32 | 1118.2192 | 964 | 0 | 964 | 154.2192 | 1118.2192 | -154.2192 | 9900 | 0 | -442.6933 | 0.99
2016-12-17 10:00 | 179467.2 | 50 | 150.4 | 200.4 | 0 | 200.4 | 560.32 | 1727.8781 | 964 | 0 | 964 | 763.8781 | 1727.8781 | -763.8781 | 9900 | 0 | -154.2192 | 0.99
2016-12-17 11:00 | 179617.6 | 50 | 150.4 | 200.4 | 0 | 200.4 | 560.32 | 2170.9168 | 964 | 0 | 964 | 1206.9168 | 2170.9168 | -1206.9168 | 9900 | 0 | -763.8781 | 0.99
2016-12-17 12:00 | 179768 | 50 | 150.4 | 200.4 | 0 | 200.4 | 560.32 | 2502.7892 | 964 | 0 | 964 | 1538.7892 | 2502.7892 | -1538.7892 | 9900 | 0 | -1206.9168 | 0.99
2016-12-17 13:00 | 179918.4 | 50 | 81.6 | 200.4 | 0 | 200.4 | 560.32 | 2632.3792 | 964 | 0 | 964 | 1668.3792 | 2632.3792 | -1668.3792 | 9900 | 0 | -1538.7892 | 0.99
2016-12-17 14:00 | 180000 | 50 | 0 | 200.4 | 68.8 | 200.4 | 560.32 | 2517.8207 | 633.0459 | 330.9541 | 633.0459 | 1884.7747 | 2517.8207 | -1884.7747 | 9900 | 0 | -1668.3792 | 0.99
2016-12-17 15:00 | 180000 | 50 | 0 | 200.4 | 150.4 | 200.4 | 560.32 | 2104.9465 | 240.519 | 723.481 | 240.519 | 1864.4275 | 2104.9465 | -1864.4275 | 9900 | 0 | -1884.7747 | 0.99
2016-12-17 16:00 | 180000 | 50 | 0 | 200.4 | 150.4 | 200.4 | 560.32 | 1662.396 | 240.519 | 723.481 | 240.519 | 1421.877 | 1662.396 | -1421.877 | 9900 | 0 | -1864.4275 | 0.99
2016-12-17 17:00 | 180000 | 50 | 0 | 200.4 | 150.4 | 200.4 | 560.32 | 976.8004 | 240.519 | 723.481 | 240.519 | 736.2815 | 976.8004 | -736.2815 | 9900 | 0 | -1421.877 | 0.99
2016-12-17 18:00 | 180000 | 50 | -16.6 | 33.4 | 150.4 | 33.4 | 93.3867 | 160.6667 | -562.8144 | 723.481 | -562.8144 | 723.481 | 292.2411 | -855.0555 | 9900 | 0 | -736.2815 | 0.99
2016-12-17 19:00 | 179983.4 | 50 | -16.6 | 33.4 | 0 | 33.4 | 93.3867 | 160.6667 | 160.6667 | 0 | 160.6667 | 0 | 219.681 | -59.0143 | 9900 | 0 | -855.0555 | 0.99
2016-12-17 20:00 | 179966.8 | 50 | -16.6 | 33.4 | 0 | 33.4 | 93.3867 | 160.6667 | 160.6667 | 0 | 160.6667 | 0 | 110.557 | 50.1096 | 9900 | 0 | -59.0143 | 0.99
2016-12-17 21:00 | 179950.2 | 50 | -16.6 | 33.4 | 0 | 33.4 | 93.3867 | 160.6667 | 160.6667 | 0 | 160.6667 | 0 | 127.3304 | 33.3362 | 9854.9013 | 50.1096 | 0 | 0.98549
2016-12-17 22:00 | 179933.6 | 50 | -16.6 | 33.4 | 0 | 33.4 | 93.3867 | 160.6667 | 160.6667 | 0 | 160.6667 | 0 | 83.5708 | 77.0959 | 9824.8987 | 33.3362 | 0 | 0.98249
2016-12-17 23:00 | 179917 | 50 | -16.6 | 33.4 | 0 | 33.4 | 93.3867 | 160.6667 | 160.6667 | 0 | 160.6667 | 0 | 73.7383 | 86.9284 | 9755.5124 | 77.0959 | 0 | 0.97555
2016-12-18 | 179900.4 | 50 | -16.6 | 33.4 | 0 | 33.4 | 93.3867 | 160.6667 | 160.6667 | 0 | 160.6667 | 0 | 19.4609 | 141.2058 | 9677.2769 | 86.9284 | 0 | 0.96773
2016-12-18 01:00 | 179883.8 | 50 | -16.6 | 33.4 | 0 | 33.4 | 93.3867 | 160.6667 | 160.6667 | 0 | 160.6667 | 0 | 27.5875 | 133.0792 | 9550.1917 | 141.2058 | 0 | 0.95502
2016-12-18 02:00 | 179867.2 | 50 | -16.6 | 33.4 | 0 | 33.4 | 93.3867 | 160.6667 | 160.6667 | 0 | 160.6667 | 0 | 80.9048 | 79.7619 | 9430.4204 | 133.0792 | 0 | 0.94304
2016-12-18 03:00 | 179850.6 | 50 | -16.6 | 33.4 | 0 | 33.4 | 93.3867 | 160.6667 | 160.6667 | 0 | 160.6667 | 0 | 1.376 | 159.2906 | 9358.6347 | 79.7619 | 0 | 0.93586
2016-12-18 04:00 | 179834 | 50 | -16.6 | 33.4 | 0 | 33.4 | 93.3867 | 160.6667 | 160.6667 | 0 | 160.6667 | 0 | 0 | 160.6667 | 9215.2732 | 159.2906 | 0 | 0.92153
2016-12-18 05:00 | 179817.4 | 50 | -16.6 | 33.4 | 0 | 33.4 | 93.3867 | 160.6667 | 160.6667 | 0 | 160.6667 | 0 | 0.10202 | 160.5646 | 9070.6732 | 160.6667 | 0 | 0.90707
2016-12-18 06:00 | 179800.8 | 50 | -16.6 | 33.4 | 0 | 33.4 | 93.3867 | 160.6667 | 160.6667 | 0 | 160.6667 | 0 | 3.4655 | 157.2012 | 8926.165 | 160.5646 | 0 | 0.89262
2016-12-18 07:00 | 179784.2 | 50 | -16.6 | 33.4 | 0 | 33.4 | 93.3867 | 160.6667 | 160.6667 | 0 | 160.6667 | 0 | 33.4069 | 127.2598 | 8784.6839 | 157.2012 | 0 | 0.87847
2016-12-18 08:00 | 179767.6 | 50 | -16.6 | 33.4 | 0 | 33.4 | 93.3867 | 160.6667 | 160.6667 | 0 | 160.6667 | 0 | 254.045 | -93.3784 | 8670.1501 | 127.2598 | 0 | 0.86702
2016-12-18 09:00 | 179751 | 50 | 150.4 | 200.4 | 0 | 200.4 | 560.32 | 965.295 | 964 | 0 | 964 | 1.295 | 965.295 | -1.295 | 8754.1907 | -93.3784 | 0 | 0.87542
2016-12-18 10:00 | 179901.4 | 50 | 98.6 | 200.4 | 0 | 200.4 | 560.32 | 1523.3966 | 964 | 0 | 964 | 559.3966 | 1523.3966 | -559.3966 | 8755.3562 | -1.295 | 0 | 0.87554
2016-12-18 11:00 | 180000 | 50 | 0 | 200.4 | 51.8 | 200.4 | 560.32 | 1961.4697 | 714.8224 | 249.1776 | 714.8224 | 1246.6473 | 1961.4697 | -1246.6473 | 9258.8131 | -559.3966 | 0 | 0.92588
2016-12-18 12:00 | 180000 | 50 | 0 | 200.4 | 150.4 | 200.4 | 560.32 | 2229.0925 | 240.519 | 723.481 | 240.519 | 1988.5735 | 2229.0925 | -1988.5735 | 9900 | -712.4299 | -1959.0772 | 0.99
2016-12-18 13:00 | 180000 | 50 | 0 | 200.4 | 150.4 | 200.4 | 560.32 | 2336.9234 | 240.519 | 723.481 | 240.519 | 2096.4044 | 2336.9234 | -2096.4044 | 9900 | 0 | -1988.5735 | 0.99
2016-12-18 14:00 | 180000 | 50 | 0 | 200.4 | 150.4 | 200.4 | 560.32 | 2216.4378 | 240.519 | 723.481 | 240.519 | 1975.9188 | 2216.4378 | -1975.9188 | 9900 | 0 | -2096.4044 | 0.99
2016-12-18 15:00 | 180000 | 50 | 0 | 200.4 | 150.4 | 200.4 | 560.32 | 1929.4622 | 240.519 | 723.481 | 240.519 | 1688.9432 | 1929.4622 | -1688.9432 | 9900 | 0 | -1975.9188 | 0.99
2016-12-18 16:00 | 180000 | 50 | 0 | 200.4 | 150.4 | 200.4 | 560.32 | 1439.4812 | 240.519 | 723.481 | 240.519 | 1198.9622 | 1439.4812 | -1198.9622 | 9900 | 0 | -1688.9432 | 0.99
2016-12-18 17:00 | 180000 | 50 | -50 | 0 | 150.4 | 0 | 0 | 160.6667 | -723.481 | 723.481 | -723.481 | 884.1477 | 807.8195 | -1531.3005 | 9900 | 0 | -1198.9622 | 0.99
2016-12-18 18:00 | 179950 | 50 | -16.6 | 33.4 | 0 | 33.4 | 93.3867 | 160.6667 | 160.6667 | 0 | 160.6667 | 0 | 164.7908 | -4.1241 | 9900 | 0 | -1531.3005 | 0.99
2016-12-18 19:00 | 179933.4 | 50 | -16.6 | 33.4 | 0 | 33.4 | 93.3867 | 160.6667 | 160.6667 | 0 | 160.6667 | 0 | 141.1832 | 19.4834 | 9900 | 0 | -4.1241 | 0.99
2016-12-18 20:00 | 179916.8 | 50 | -16.6 | 33.4 | 0 | 33.4 | 93.3867 | 160.6667 | 160.6667 | 0 | 160.6667 | 0 | 117.622 | 43.0447 | 9882.4649 | 19.4834 | 0 | 0.98825
2016-12-18 21:00 | 179900.2 | 50 | -16.6 | 33.4 | 0 | 33.4 | 93.3867 | 160.6667 | 160.6667 | 0 | 160.6667 | 0 | 119.1804 | 41.4863 | 9843.7247 | 43.0447 | 0 | 0.98437
2016-12-18 22:00 | 179883.6 | 50 | -16.6 | 33.4 | 0 | 33.4 | 93.3867 | 160.6667 | 160.6667 | 0 | 160.6667 | 0 | 126.1414 | 34.5252 | 9806.387 | 41.4863 | 0 | 0.98064
2016-12-18 23:00 | 179867 | 50 | -16.6 | 33.4 | 0 | 33.4 | 93.3867 | 160.6667 | 160.6667 | 0 | 160.6667 | 0 | 162.101 | -1.4343 | 9775.3143 | 34.5252 | 0 | 0.97753
2016-12-19 | 179850.4 | 50 | -16.6 | 33.4 | 0 | 33.4 | 93.3867 | 160.6667 | 160.6667 | 0 | 160.6667 | 0 | 374.8816 | -214.2149 | 9776.6052 | -1.4343 | 0 | 0.97766
2016-12-19 01:00 | 179833.8 | 50 | -16.6 | 33.4 | 0 | 33.4 | 93.3867 | 160.6667 | 160.6667 | 0 | 160.6667 | 0 | 304.5048 | -143.8381 | 9900 | -137.1053 | -351.3202 | 0.99
2016-12-19 02:00 | 179817.2 | 50 | -16.6 | 33.4 | 0 | 33.4 | 93.3867 | 160.6667 | 160.6667 | 0 | 160.6667 | 0 | 353.4825 | -192.8158 | 9900 | 0 | -143.8381 | 0.99
2016-12-19 03:00 | 179800.6 | 50 | -16.6 | 33.4 | 0 | 33.4 | 93.3867 | 160.6667 | 160.6667 | 0 | 160.6667 | 0 | 316.8067 | -156.1401 | 9900 | 0 | -192.8158 | 0.99
2016-12-19 04:00 | 179784 | 50 | -16.6 | 33.4 | 0 | 33.4 | 93.3867 | 160.6667 | 160.6667 | 0 | 160.6667 | 0 | 299.1119 | -138.4452 | 9900 | 0 | -156.1401 | 0.99
2016-12-19 05:00 | 179767.4 | 50 | -16.6 | 33.4 | 0 | 33.4 | 93.3867 | 160.6667 | 160.6667 | 0 | 160.6667 | 0 | 257.315 | -96.6484 | 9900 | 0 | -138.4452 | 0.99
2016-12-19 06:00 | 179750.8 | 50 | -16.6 | 33.4 | 0 | 33.4 | 93.3867 | 160.6667 | 160.6667 | 0 | 160.6667 | 0 | 298.3249 | -137.6583 | 9900 | 0 | -96.6484 | 0.99
2016-12-19 07:00 | 179734.2 | 50 | -50 | 0 | 0 | 0 | 0 | 160.6667 | 0 | 0 | 0 | 160.6667 | 439.5944 | -439.5944 | 9900 | 0 | -137.6583 | 0.99
2016-12-19 08:00 | 179684.2 | 50 | -50 | 0 | 0 | 0 | 0 | 160.6667 | 0 | 0 | 0 | 160.6667 | 634.0908 | -634.0908 | 9900 | 0 | -439.5944 | 0.99
2016-12-19 09:00 | 179634.2 | 50 | 150.4 | 200.4 | 0 | 200.4 | 560.32 | 1312.9709 | 964 | 0 | 964 | 348.9709 | 1312.9709 | -348.9709 | 9900 | 0 | -634.0908 | 0.99
2016-12-19 10:00 | 179784.6 | 50 | 150.4 | 200.4 | 0 | 200.4 | 560.32 | 1307.4798 | 964 | 0 | 964 | 343.4798 | 1307.4798 | -343.4798 | 9900 | 0 | -348.9709 | 0.99
2016-12-19 11:00 | 179935 | 50 | 65 | 200.4 | 0 | 200.4 | 560.32 | 2577.1824 | 964 | 0 | 964 | 1613.1824 | 2577.1824 | -1613.1824 | 9900 | 0 | -343.4798 | 0.99
2016-12-19 12:00 | 180000 | 50 | 0 | 200.4 | 85.4 | 200.4 | 560.32 | 2976.4153 | 553.1936 | 410.8064 | 553.1936 | 2423.2217 | 2976.4153 | -2423.2217 | 9900 | 0 | -1613.1824 | 0.99
2016-12-19 13:00 | 180000 | 50 | 0 | 200.4 | 150.4 | 200.4 | 560.32 | 2673.4962 | 240.519 | 723.481 | 240.519 | 2432.9772 | 2673.4962 | -2432.9772 | 9900 | 0 | -2423.2217 | 0.99
2016-12-19 14:00 | 180000 | 50 | 0 | 200.4 | 150.4 | 200.4 | 560.32 | 2727.5999 | 240.519 | 723.481 | 240.519 | 2487.081 | 2727.5999 | -2487.081 | 9900 | 0 | -2432.9772 | 0.99
2016-12-19 15:00 | 180000 | 50 | 0 | 200.4 | 150.4 | 200.4 | 560.32 | 2411.2907 | 240.519 | 723.481 | 240.519 | 2170.7717 | 2411.2907 | -2170.7717 | 9900 | 0 | -2487.081 | 0.99
2016-12-19 16:00 | 180000 | 50 | 0 | 200.4 | 150.4 | 200.4 | 560.32 | 1905.7456 | 240.519 | 723.481 | 240.519 | 1665.2266 | 1905.7456 | -1665.2266 | 9900 | 0 | -2170.7717 | 0.99
2016-12-19 17:00 | 180000 | 50 | 0 | 200.4 | 150.4 | 200.4 | 560.32 | 1089.9205 | 240.519 | 723.481 | 240.519 | 849.4016 | 1089.9205 | -849.4016 | 9900 | 0 | -1665.2266 | 0.99
2016-12-19 18:00 | 180000 | 50 | -16.6 | 33.4 | 150.4 | 33.4 | 93.3867 | 160.6667 | -562.8144 | 723.481 | -562.8144 | 723.481 | 351.2563 | -914.0706 | 9900 | 0 | -849.4016 | 0.99
2016-12-19 19:00 | 179983.4 | 50 | -16.6 | 33.4 | 0 | 33.4 | 93.3867 | 160.6667 | 160.6667 | 0 | 160.6667 | 0 | 330.1835 | -169.5169 | 9900 | 0 | -914.0706 | 0.99
2016-12-19 20:00 | 179966.8 | 50 | -16.6 | 33.4 | 0 | 33.4 | 93.3867 | 160.6667 | 160.6667 | 0 | 160.6667 | 0 | 240.3406 | -79.6739 | 9900 | 0 | -169.5169 | 0.99
2016-12-19 21:00 | 179950.2 | 50 | -16.6 | 33.4 | 0 | 33.4 | 93.3867 | 160.6667 | 160.6667 | 0 | 160.6667 | 0 | 92.6287 | 68.0379 | 9900 | 0 | -79.6739 | 0.99
2016-12-19 22:00 | 179933.6 | 50 | -16.6 | 33.4 | 0 | 33.4 | 93.3867 | 160.6667 | 160.6667 | 0 | 160.6667 | 0 | 159.9307 | 0.73593 | 9838.7659 | 68.0379 | 0 | 0.98388
2016-12-19 23:00 | 179917 | 50 | -16.6 | 33.4 | 0 | 33.4 | 93.3867 | 160.6667 | 160.6667 | 0 | 160.6667 | 0 | 165.4257 | -4.759 | 9838.1035 | 0.73593 | 0 | 0.98381
2016-12-20 | 179900.4 | 50 | -16.6 | 33.4 | 0 | 33.4 | 93.3867 | 160.6667 | 160.6667 | 0 | 160.6667 | 0 | 141.4603 | 19.2064 | 9842.3866 | -4.759 | 0 | 0.98424
2016-12-20 01:00 | 179883.8 | 50 | -16.6 | 33.4 | 0 | 33.4 | 93.3867 | 160.6667 | 160.6667 | 0 | 160.6667 | 0 | 91.2346 | 69.4321 | 9825.1009 | 19.2064 | 0 | 0.98251
2016-12-20 02:00 | 179867.2 | 50 | -16.6 | 33.4 | 0 | 33.4 | 93.3867 | 160.6667 | 160.6667 | 0 | 160.6667 | 0 | 241.3352 | -80.6685 | 9762.612 | 69.4321 | 0 | 0.97626
2016-12-20 03:00 | 179850.6 | 50 | -50 | 0 | 0 | 0 | 0 | 160.6667 | 0 | 0 | 0 | 160.6667 | 697.1464 | -697.1464 | 9835.2137 | -80.6685 | 0 | 0.98352
2016-12-20 04:00 | 179800.6 | 50 | -16.6 | 33.4 | 0 | 33.4 | 93.3867 | 160.6667 | 160.6667 | 0 | 160.6667 | 0 | 286.1573 | -125.4907 | 9900 | -71.9848 | -769.1312 | 0.99
2016-12-20 05:00 | 179784 | 50 | -16.6 | 33.4 | 0 | 33.4 | 93.3867 | 160.6667 | 160.6667 | 0 | 160.6667 | 0 | 20.0723 | 140.5944 | 9900 | 0 | -125.4907 | 0.99
2016-12-20 06:00 | 179767.4 | 50 | -16.6 | 33.4 | 0 | 33.4 | 93.3867 | 160.6667 | 160.6667 | 0 | 160.6667 | 0 | 54.1895 | 106.4772 | 9773.4651 | 140.5944 | 0 | 0.97735
2016-12-20 07:00 | 179750.8 | 50 | -16.6 | 33.4 | 0 | 33.4 | 93.3867 | 160.6667 | 160.6667 | 0 | 160.6667 | 0 | 82.0706 | 78.596 | 9677.6356 | 106.4772 | 0 | 0.96776
2016-12-20 08:00 | 179734.2 | 50 | -50 | 0 | 0 | 0 | 0 | 160.6667 | 0 | 0 | 0 | 160.6667 | 587.1272 | -587.1272 | 9606.8991 | 78.596 | 0 | 0.96069
2016-12-20 09:00 | 179684.2 | 50 | 150.4 | 200.4 | 0 | 200.4 | 560.32 | 1328.6741 | 964 | 0 | 964 | 364.6741 | 1328.6741 | -364.6741 | 9900 | -325.6676 | -912.7948 | 0.99
2016-12-20 10:00 | 179834.6 | 50 | 150.4 | 200.4 | 0 | 200.4 | 560.32 | 2082.1139 | 964 | 0 | 964 | 1118.1139 | 2082.1139 | -1118.1139 | 9900 | 0 | -364.6741 | 0.99
2016-12-20 11:00 | 179985 | 50 | 15 | 200.4 | 0 | 200.4 | 560.32 | 2509.9918 | 964 | 0 | 964 | 1545.9918 | 2509.9918 | -1545.9918 | 9900 | 0 | -1118.1139 | 0.99
2016-12-20 12:00 | 180000 | 50 | 0 | 200.4 | 135.4 | 200.4 | 560.32 | 2820.5459 | 312.6747 | 651.3253 | 312.6747 | 2507.8713 | 2820.5459 | -2507.8713 | 9900 | 0 | -1545.9918 | 0.99
2016-12-20 13:00 | 180000 | 50 | 0 | 200.4 | 150.4 | 200.4 | 560.32 | 2818.6369 | 240.519 | 723.481 | 240.519 | 2578.1179 | 2818.6369 | -2578.1179 | 9900 | 0 | -2507.8713 | 0.99
2016-12-20 14:00 | 180000 | 50 | 0 | 200.4 | 150.4 | 200.4 | 560.32 | 2594.5456 | 240.519 | 723.481 | 240.519 | 2354.0266 | 2594.5456 | -2354.0266 | 9900 | 0 | -2578.1179 | 0.99
2016-12-20 15:00 | 180000 | 50 | 0 | 200.4 | 150.4 | 200.4 | 560.32 | 2324.1742 | 240.519 | 723.481 | 240.519 | 2083.6552 | 2324.1742 | -2083.6552 | 9900 | 0 | -2354.0266 | 0.99
2016-12-20 16:00 | 180000 | 50 | 0 | 200.4 | 150.4 | 200.4 | 560.32 | 1687.038 | 240.519 | 723.481 | 240.519 | 1446.5191 | 1687.038 | -1446.5191 | 9900 | 0 | -2083.6552 | 0.99
2016-12-20 17:00 | 180000 | 50 | 0 | 200.4 | 150.4 | 200.4 | 560.32 | 1058.9863 | 240.519 | 723.481 | 240.519 | 818.4673 | 1058.9863 | -818.4673 | 9900 | 0 | -1446.5191 | 0.99
2016-12-20 18:00 | 180000 | 50 | -16.6 | 33.4 | 150.4 | 33.4 | 93.3867 | 160.6667 | -562.8144 | 723.481 | -562.8144 | 723.481 | 435.8688 | -998.6832 | 9900 | 0 | -818.4673 | 0.99
2016-12-20 19:00 | 179983.4 | 50 | -16.6 | 33.4 | 0 | 33.4 | 93.3867 | 160.6667 | 160.6667 | 0 | 160.6667 | 0 | 333.1007 | -172.434 | 9900 | 0 | -998.6832 | 0.99
2016-12-20 20:00 | 179966.8 | 50 | -16.6 | 33.4 | 0 | 33.4 | 93.3867 | 160.6667 | 160.6667 | 0 | 160.6667 | 0 | 384.3048 | -223.6381 | 9900 | 0 | -172.434 | 0.99
2016-12-20 21:00 | 179950.2 | 50 | -16.6 | 33.4 | 0 | 33.4 | 93.3867 | 160.6667 | 160.6667 | 0 | 160.6667 | 0 | 403.0077 | -242.341 | 9900 | 0 | -223.6381 | 0.99
2016-12-20 22:00 | 179933.6 | 50 | -16.6 | 33.4 | 0 | 33.4 | 93.3867 | 160.6667 | 160.6667 | 0 | 160.6667 | 2.8422e-14 | 469.7809 | -309.1142 | 9900 | 0 | -242.341 | 0.99
2016-12-20 23:00 | 179917 | 50 | -50 | 0 | 0 | 0 | 0 | 160.6667 | 0 | 0 | 0 | 160.6667 | 717.0527 | -717.0527 | 9900 | 0 | -309.1142 | 0.99
2016-12-21 | 179867 | 50 | -50 | 0 | 0 | 0 | 0 | 160.6667 | 0 | 0 | 0 | 160.6667 | 686.0345 | -686.0345 | 9900 | 0 | -717.0527 | 0.99
2016-12-21 01:00 | 179817 | 50 | -50 | 0 | 0 | 0 | 0 | 160.6667 | 0 | 0 | 0 | 160.6667 | 772.3428 | -772.3428 | 9900 | 0 | -686.0345 | 0.99
2016-12-21 02:00 | 179767 | 50 | -50 | 0 | 0 | 0 | 0 | 160.6667 | 0 | 0 | 0 | 160.6667 | 720.9445 | -720.9445 | 9900 | 0 | -772.3428 | 0.99
2016-12-21 03:00 | 179717 | 50 | -50 | 0 | 0 | 0 | 0 | 160.6667 | 0 | 0 | 0 | 160.6667 | 618.4864 | -618.4864 | 9900 | 0 | -720.9445 | 0.99
2016-12-21 04:00 | 179667 | 50 | -50 | 0 | 0 | 0 | 0 | 160.6667 | 0 | 0 | 0 | 160.6667 | 505.5794 | -505.5794 | 9900 | 0 | -618.4864 | 0.99
2016-12-21 05:00 | 179617 | 50 | -16.6 | 33.4 | 0 | 33.4 | 93.3867 | 160.6667 | 160.6667 | 0 | 160.6667 | 0 | 36.3114 | 124.3553 | 9900 | 0 | -505.5794 | 0.99
2016-12-21 06:00 | 179600.4 | 50 | -16.6 | 33.4 | 0 | 33.4 | 93.3867 | 160.6667 | 160.6667 | 0 | 160.6667 | 0 | 29.5188 | 131.1479 | 9788.0803 | 124.3553 | 0 | 0.97881
2016-12-21 07:00 | 179583.8 | 50 | -16.6 | 33.4 | 0 | 33.4 | 93.3867 | 160.6667 | 160.6667 | 0 | 160.6667 | 0 | 1.2929 | 159.3737 | 9670.0472 | 131.1479 | 0 | 0.967
2016-12-21 08:00 | 179567.2 | 50 | -16.6 | 33.4 | 0 | 33.4 | 93.3867 | 160.6667 | 160.6667 | 0 | 160.6667 | 0 | 208.1162 | -47.4496 | 9526.6108 | 159.3737 | 0 | 0.95266
2016-12-21 09:00 | 179550.6 | 50 | -50 | 0 | 0 | 0 | 0 | 160.6667 | 0 | 0 | 0 | 160.6667 | 878.5893 | -878.5893 | 9569.3154 | -47.4496 | 0 | 0.95693
2016-12-21 10:00 | 179500.6 | 50 | 150.4 | 200.4 | 0 | 200.4 | 560.32 | 1439.0465 | 964 | 0 | 964 | 475.0465 | 1439.0465 | -475.0465 | 9900 | -367.4273 | -1246.0166 | 0.99
2016-12-21 11:00 | 179651 | 50 | 150.4 | 200.4 | 0 | 200.4 | 560.32 | 1886.9235 | 964 | 0 | 964 | 922.9235 | 1886.9235 | -922.9235 | 9900 | 0 | -475.0465 | 0.99
2016-12-21 12:00 | 179801.4 | 50 | 150.4 | 200.4 | 0 | 200.4 | 560.32 | 2194.6046 | 964 | 0 | 964 | 1230.6046 | 2194.6046 | -1230.6046 | 9900 | 0 | -922.9235 | 0.99
2016-12-21 13:00 | 179951.8 | 50 | 48.2 | 200.4 | 0 | 200.4 | 560.32 | 2280.5384 | 964 | 0 | 964 | 1316.5384 | 2280.5384 | -1316.5384 | 9900 | 0 | -1230.6046 | 0.99
2016-12-21 14:00 | 180000 | 50 | 0 | 200.4 | 102.2 | 200.4 | 560.32 | 2075.6254 | 472.3792 | 491.6208 | 472.3792 | 1603.2462 | 2075.6254 | -1603.2462 | 9900 | 0 | -1316.5384 | 0.99
2016-12-21 15:00 | 180000 | 50 | 0 | 200.4 | 150.4 | 200.4 | 560.32 | 1777.8 | 240.519 | 723.481 | 240.519 | 1537.281 | 1777.8 | -1537.281 | 9900 | 0 | -1603.2462 | 0.99
2016-12-21 16:00 | 180000 | 50 | 0 | 200.4 | 150.4 | 200.4 | 560.32 | 1270.0708 | 240.519 | 723.481 | 240.519 | 1029.5519 | 1270.0708 | -1029.5519 | 9900 | 0 | -1537.281 | 0.99
2016-12-21 17:00 | 180000 | 50 | -50 | 0 | 150.4 | 0 | 0 | 160.6667 | -723.481 | 723.481 | -723.481 | 884.1477 | 677.8642 | -1401.3452 | 9900 | 0 | -1029.5519 | 0.99
2016-12-21 18:00 | 179950 | 50 | -16.6 | 33.4 | 0 | 33.4 | 93.3867 | 160.6667 | 160.6667 | 0 | 160.6667 | 0 | 20.4287 | 140.2379 | 9900 | 0 | -1401.3452 | 0.99
2016-12-21 19:00 | 179933.4 | 50 | -16.6 | 33.4 | 0 | 33.4 | 93.3867 | 160.6667 | 160.6667 | 0 | 160.6667 | 0 | 26.8498 | 133.8168 | 9773.7858 | 140.2379 | 0 | 0.97738
2016-12-21 20:00 | 179916.8 | 50 | -16.6 | 33.4 | 0 | 33.4 | 93.3867 | 160.6667 | 160.6667 | 0 | 160.6667 | 0 | 50.0299 | 110.6368 | 9653.3507 | 133.8168 | 0 | 0.96534
2016-12-21 21:00 | 179900.2 | 50 | -16.6 | 33.4 | 0 | 33.4 | 93.3867 | 160.6667 | 160.6667 | 0 | 160.6667 | 0 | 256.3693 | -95.7026 | 9553.7776 | 110.6368 | 0 | 0.95538
2016-12-21 22:00 | 179883.6 | 50 | -16.6 | 33.4 | 0 | 33.4 | 93.3867 | 160.6667 | 160.6667 | 0 | 160.6667 | 0 | 368.1643 | -207.4977 | 9639.9099 | -95.7026 | 0 | 0.96399
2016-12-21 23:00 | 179867 | 50 | -16.6 | 33.4 | 0 | 33.4 | 93.3867 | 160.6667 | 160.6667 | 0 | 160.6667 | 0 | 407.6646 | -246.998 | 9826.6578 | -207.4977 | 0 | 0.98267
2016-12-22 | 179850.4 | 50 | -16.6 | 33.4 | 0 | 33.4 | 93.3867 | 160.6667 | 160.6667 | 0 | 160.6667 | 0 | 229.5623 | -68.8957 | 9900 | -81.4913 | -328.4893 | 0.99
2016-12-22 01:00 | 179833.8 | 50 | -16.6 | 33.4 | 0 | 33.4 | 93.3867 | 160.6667 | 160.6667 | 0 | 160.6667 | 0 | 345.9017 | -185.2351 | 9900 | 0 | -68.8957 | 0.99
2016-12-22 02:00 | 179817.2 | 50 | -50 | 0 | 0 | 0 | 0 | 160.6667 | 0 | 0 | 0 | 160.6667 | 633.7118 | -633.7118 | 9900 | 0 | -185.2351 | 0.99
2016-12-22 03:00 | 179767.2 | 50 | -16.6 | 33.4 | 0 | 33.4 | 93.3867 | 160.6667 | 160.6667 | 0 | 160.6667 | 2.8422e-14 | 430.9253 | -270.2587 | 9900 | 0 | -633.7118 | 0.99
2016-12-22 04:00 | 179750.6 | 50 | -16.6 | 33.4 | 0 | 33.4 | 93.3867 | 160.6667 | 160.6667 | 0 | 160.6667 | 0 | 410.1243 | -249.4577 | 9900 | 0 | -270.2587 | 0.99
2016-12-22 05:00 | 179734 | 50 | -16.6 | 33.4 | 0 | 33.4 | 93.3867 | 160.6667 | 160.6667 | 0 | 160.6667 | 0 | 402.5062 | -241.8395 | 9900 | 0 | -249.4577 | 0.99
2016-12-22 06:00 | 179717.4 | 50 | -50 | 0 | 0 | 0 | 0 | 160.6667 | 0 | 0 | 0 | 160.6667 | 573.2071 | -573.2071 | 9900 | 0 | -241.8395 | 0.99
2016-12-22 07:00 | 179667.4 | 50 | -16.6 | 33.4 | 0 | 33.4 | 93.3867 | 160.6667 | 160.6667 | 0 | 160.6667 | 2.8422e-14 | 417.7904 | -257.1237 | 9900 | 0 | -573.2071 | 0.99
2016-12-22 08:00 | 179650.8 | 50 | -50 | 0 | 0 | 0 | 0 | 160.6667 | 0 | 0 | 0 | 160.6667 | 565.2979 | -565.2979 | 9900 | 0 | -257.1237 | 0.99
2016-12-22 09:00 | 179600.8 | 50 | 150.4 | 200.4 | 0 | 200.4 | 560.32 | 1284.0351 | 964 | 0 | 964 | 320.0351 | 1284.0351 | -320.0351 | 9900 | 0 | -565.2979 | 0.99
2016-12-22 10:00 | 179751.2 | 50 | 150.4 | 200.4 | 0 | 200.4 | 560.32 | 1889.5956 | 964 | 0 | 964 | 925.5956 | 1889.5956 | -925.5956 | 9900 | 0 | -320.0351 | 0.99
2016-12-22 11:00 | 179901.6 | 50 | 98.4 | 200.4 | 0 | 200.4 | 560.32 | 2240.8941 | 964 | 0 | 964 | 1276.8941 | 2240.8941 | -1276.8941 | 9900 | 0 | -925.5956 | 0.99
2016-12-22 12:00 | 180000 | 50 | 0 | 200.4 | 52 | 200.4 | 560.32 | 2431.7762 | 713.8603 | 250.1397 | 713.8603 | 1717.916 | 2431.7762 | -1717.916 | 9900 | 0 | -1276.8941 | 0.99
2016-12-22 13:00 | 180000 | 50 | 0 | 200.4 | 150.4 | 200.4 | 560.32 | 2463.1965 | 240.519 | 723.481 | 240.519 | 2222.6776 | 2463.1965 | -2222.6776 | 9900 | 0 | -1717.916 | 0.99
2016-12-22 14:00 | 180000 | 50 | 0 | 200.4 | 150.4 | 200.4 | 560.32 | 2220.8923 | 240.519 | 723.481 | 240.519 | 1980.3734 | 2220.8923 | -1980.3734 | 9900 | 0 | -2222.6776 | 0.99
2016-12-22 15:00 | 180000 | 50 | 0 | 200.4 | 150.4 | 200.4 | 560.32 | 1916.2769 | 240.519 | 723.481 | 240.519 | 1675.7579 | 1916.2769 | -1675.7579 | 9900 | 0 | -1980.3734 | 0.99
2016-12-22 16:00 | 180000 | 50 | 0 | 200.4 | 150.4 | 200.4 | 560.32 | 990.175 | 240.519 | 723.481 | 240.519 | 749.656 | 990.175 | -749.656 | 9900 | 0 | -1675.7579 | 0.99
2016-12-22 17:00 | 180000 | 50 | -50 | 0 | 150.4 | 0 | 0 | 160.6667 | -723.481 | 723.481 | -723.481 | 884.1477 | 817.0418 | -1540.5228 | 9900 | 0 | -749.656 | 0.99
2016-12-22 18:00 | 179950 | 50 | -16.6 | 33.4 | 0 | 33.4 | 93.3867 | 160.6667 | 160.6667 | 0 | 160.6667 | 0 | 121.0043 | 39.6623 | 9900 | 0 | -1540.5228 | 0.99
2016-12-22 19:00 | 179933.4 | 50 | -16.6 | 33.4 | 0 | 33.4 | 93.3867 | 160.6667 | 160.6667 | 0 | 160.6667 | 0 | 93.9413 | 66.7253 | 9864.3039 | 39.6623 | 0 | 0.98643
2016-12-22 20:00 | 179916.8 | 50 | -16.6 | 33.4 | 0 | 33.4 | 93.3867 | 160.6667 | 160.6667 | 0 | 160.6667 | 0 | 39.4926 | 121.1741 | 9804.2511 | 66.7253 | 0 | 0.98043
2016-12-22 21:00 | 179900.2 | 50 | -16.6 | 33.4 | 0 | 33.4 | 93.3867 | 160.6667 | 160.6667 | 0 | 160.6667 | 0 | 29.5495 | 131.1172 | 9695.1944 | 121.1741 | 0 | 0.96952
2016-12-22 22:00 | 179883.6 | 50 | -16.6 | 33.4 | 0 | 33.4 | 93.3867 | 160.6667 | 160.6667 | 0 | 160.6667 | 0 | 69.3846 | 91.282 | 9577.189 | 131.1172 | 0 | 0.95772
2016-12-22 23:00 | 179867 | 50 | -16.6 | 33.4 | 0 | 33.4 | 93.3867 | 160.6667 | 160.6667 | 0 | 160.6667 | 0 | 79.0622 | 81.6045 | 9495.0351 | 91.282 | 0 | 0.9495
2016-12-23 | 179850.4 | 50 | -16.6 | 33.4 | 0 | 33.4 | 93.3867 | 160.6667 | 160.6667 | 0 | 160.6667 | 0 | 55.4757 | 105.191 | 9421.5911 | 81.6045 | 0 | 0.94216
2016-12-23 01:00 | 179833.8 | 50 | -16.6 | 33.4 | 0 | 33.4 | 93.3867 | 160.6667 | 160.6667 | 0 | 160.6667 | 0 | 71.4963 | 89.1704 | 9326.9192 | 105.191 | 0 | 0.93269
2016-12-23 02:00 | 179817.2 | 50 | -16.6 | 33.4 | 0 | 33.4 | 93.3867 | 160.6667 | 160.6667 | 0 | 160.6667 | 2.8422e-14 | 20.8976 | 139.7691 | 9246.6659 | 89.1704 | 0 | 0.92467
2016-12-23 03:00 | 179800.6 | 50 | -16.6 | 33.4 | 0 | 33.4 | 93.3867 | 160.6667 | 160.6667 | 0 | 160.6667 | 0 | 21.0401 | 139.6266 | 9120.8737 | 139.7691 | 0 | 0.91209
2016-12-23 04:00 | 179784 | 50 | -16.6 | 33.4 | 0 | 33.4 | 93.3867 | 160.6667 | 160.6667 | 0 | 160.6667 | 0 | 30.6355 | 130.0312 | 8995.2098 | 139.6266 | 0 | 0.89952
2016-12-23 05:00 | 179767.4 | 50 | -16.6 | 33.4 | 0 | 33.4 | 93.3867 | 160.6667 | 160.6667 | 0 | 160.6667 | 0 | 43.6727 | 116.994 | 8878.1817 | 130.0312 | 0 | 0.88782
2016-12-23 06:00 | 179750.8 | 50 | -16.6 | 33.4 | 0 | 33.4 | 93.3867 | 160.6667 | 160.6667 | 0 | 160.6667 | 0 | 42.6225 | 118.0442 | 8772.8871 | 116.994 | 0 | 0.87729
2016-12-23 07:00 | 179734.2 | 50 | -16.6 | 33.4 | 0 | 33.4 | 93.3867 | 160.6667 | 160.6667 | 0 | 160.6667 | 0 | 65.4549 | 95.2117 | 8666.6474 | 118.0442 | 0 | 0.86666
2016-12-23 08:00 | 179717.6 | 50 | -16.6 | 33.4 | 0 | 33.4 | 93.3867 | 160.6667 | 160.6667 | 0 | 160.6667 | 0 | 243.1998 | -82.5331 | 8580.9568 | 95.2117 | 0 | 0.8581
2016-12-23 09:00 | 179701 | 50 | -50 | 0 | 0 | 0 | 0 | 160.6667 | 0 | 0 | 0 | 160.6667 | 908.8331 | -908.8331 | 8655.2366 | -82.5331 | 0 | 0.86552
2016-12-23 10:00 | 179651 | 50 | 150.4 | 200.4 | 0 | 200.4 | 560.32 | 1496.8707 | 964 | 0 | 964 | 532.8707 | 1496.8707 | -532.8707 | 9473.1864 | -908.8331 | 0 | 0.94732
2016-12-23 11:00 | 179801.4 | 50 | 150.4 | 200.4 | 0 | 200.4 | 560.32 | 1987.1155 | 964 | 0 | 964 | 1023.1155 | 1987.1155 | -1023.1155 | 9900 | -474.2373 | -1007.108 | 0.99
2016-12-23 12:00 | 179951.8 | 50 | 48.2 | 200.4 | 0 | 200.4 | 560.32 | 2344.7373 | 964 | 0 | 964 | 1380.7373 | 2344.7373 | -1380.7373 | 9900 | 0 | -1023.1155 | 0.99
2016-12-23 13:00 | 180000 | 50 | 0 | 200.4 | 102.2 | 200.4 | 560.32 | 1836.0228 | 472.3792 | 491.6208 | 472.3792 | 1363.6435 | 1836.0228 | -1363.6435 | 9900 | 0 | -1380.7373 | 0.99
2016-12-23 14:00 | 180000 | 50 | 0 | 200.4 | 150.4 | 200.4 | 560.32 | 2338.8928 | 240.519 | 723.481 | 240.519 | 2098.3739 | 2338.8928 | -2098.3739 | 9900 | 0 | -1363.6435 | 0.99
2016-12-23 15:00 | 180000 | 50 | 0 | 200.4 | 150.4 | 200.4 | 560.32 | 2169.93 | 240.519 | 723.481 | 240.519 | 1929.4111 | 2169.93 | -1929.4111 | 9900 | 0 | -2098.3739 | 0.99
2016-12-23 16:00 | 180000 | 50 | 0 | 200.4 | 150.4 | 200.4 | 560.32 | 1813.499 | 240.519 | 723.481 | 240.519 | 1572.98 | 1813.499 | -1572.98 | 9900 | 0 | -1929.4111 | 0.99
2016-12-23 17:00 | 180000 | 50 | 0 | 200.4 | 150.4 | 200.4 | 560.32 | 1143.3868 | 240.519 | 723.481 | 240.519 | 902.8678 | 1143.3868 | -902.8678 | 9900 | 0 | -1572.98 | 0.99
2016-12-23 18:00 | 180000 | 50 | -16.6 | 33.4 | 150.4 | 33.4 | 93.3867 | 160.6667 | -562.8144 | 723.481 | -562.8144 | 723.481 | 348.7037 | -911.5181 | 9900 | 0 | -902.8678 | 0.99
2016-12-23 19:00 | 179983.4 | 50 | -16.6 | 33.4 | 0 | 33.4 | 93.3867 | 160.6667 | 160.6667 | 0 | 160.6667 | 0 | 233.2801 | -72.6134 | 9900 | 0 | -911.5181 | 0.99
2016-12-23 20:00 | 179966.8 | 50 | -16.6 | 33.4 | 0 | 33.4 | 93.3867 | 160.6667 | 160.6667 | 0 | 160.6667 | 0 | 145.6277 | 15.039 | 9900 | 0 | -72.6134 | 0.99
2016-12-23 21:00 | 179950.2 | 50 | -16.6 | 33.4 | 0 | 33.4 | 93.3867 | 160.6667 | 160.6667 | 0 | 160.6667 | 0 | 46.5823 | 114.0844 | 9886.4649 | 15.039 | 0 | 0.98865
2016-12-23 22:00 | 179933.6 | 50 | -16.6 | 33.4 | 0 | 33.4 | 93.3867 | 160.6667 | 160.6667 | 0 | 160.6667 | 0 | 17.1963 | 143.4704 | 9783.789 | 114.0844 | 0 | 0.97838
2016-12-23 23:00 | 179917 | 50 | -16.6 | 33.4 | 0 | 33.4 | 93.3867 | 160.6667 | 160.6667 | 0 | 160.6667 | 2.8422e-14 | 19.4362 | 141.2305 | 9654.6656 | 143.4704 | 0 | 0.96547
2016-12-24 | 179900.4 | 50 | -16.6 | 33.4 | 0 | 33.4 | 93.3867 | 160.6667 | 160.6667 | 0 | 160.6667 | 0 | 40.6913 | 119.9754 | 9527.5582 | 141.2305 | 0 | 0.95276
2016-12-24 01:00 | 179883.8 | 50 | -16.6 | 33.4 | 0 | 33.4 | 93.3867 | 160.6667 | 160.6667 | 0 | 160.6667 | 0 | 52.3299 | 108.3367 | 9419.5804 | 119.9754 | 0 | 0.94196
2016-12-24 02:00 | 179867.2 | 50 | -16.6 | 33.4 | 0 | 33.4 | 93.3867 | 160.6667 | 160.6667 | 0 | 160.6667 | 0 | 113.5469 | 47.1198 | 9322.0773 | 108.3367 | 0 | 0.93221
2016-12-24 03:00 | 179850.6 | 50 | -16.6 | 33.4 | 0 | 33.4 | 93.3867 | 160.6667 | 160.6667 | 0 | 160.6667 | 0 | 53.6311 | 107.0356 | 9279.6695 | 47.1198 | 0 | 0.92797
2016-12-24 04:00 | 179834 | 50 | -16.6 | 33.4 | 0 | 33.4 | 93.3867 | 160.6667 | 160.6667 | 0 | 160.6667 | 0 | 40.7681 | 119.8985 | 9183.3375 | 107.0356 | 0 | 0.91833
2016-12-24 05:00 | 179817.4 | 50 | -16.6 | 33.4 | 0 | 33.4 | 93.3867 | 160.6667 | 160.6667 | 0 | 160.6667 | 0 | 15.8775 | 144.7892 | 9075.4288 | 119.8985 | 0 | 0.90754
2016-12-24 06:00 | 179800.8 | 50 | -16.6 | 33.4 | 0 | 33.4 | 93.3867 | 160.6667 | 160.6667 | 0 | 160.6667 | 0 | 4.8808 | 155.7859 | 8945.1186 | 144.7892 | 0 | 0.89451
2016-12-24 07:00 | 179784.2 | 50 | -16.6 | 33.4 | 0 | 33.4 | 93.3867 | 160.6667 | 160.6667 | 0 | 160.6667 | 2.8422e-14 | 3.5913 | 157.0753 | 8804.9113 | 155.7859 | 0 | 0.88049
2016-12-24 08:00 | 179767.6 | 50 | -16.6 | 33.4 | 0 | 33.4 | 93.3867 | 160.6667 | 160.6667 | 0 | 160.6667 | 0 | 188.0258 | -27.3591 | 8663.5435 | 157.0753 | 0 | 0.86635
2016-12-24 09:00 | 179751 | 50 | -16.6 | 33.4 | 0 | 33.4 | 93.3867 | 160.6667 | 160.6667 | 0 | 160.6667 | 0 | 402.9493 | -242.2826 | 8688.1667 | -27.3591 | 0 | 0.86882
2016-12-24 10:00 | 179734.4 | 50 | 150.4 | 200.4 | 0 | 200.4 | 560.32 | 1442.5549 | 964 | 0 | 964 | 478.5549 | 1442.5549 | -478.5549 | 8906.2211 | -242.2826 | 0 | 0.89062
2016-12-24 11:00 | 179884.8 | 50 | 115.2 | 200.4 | 0 | 200.4 | 560.32 | 2112.1729 | 964 | 0 | 964 | 1148.1729 | 2112.1729 | -1148.1729 | 9336.9205 | -478.5549 | 0 | 0.93369
2016-12-24 12:00 | 180000 | 50 | 0 | 200.4 | 35.2 | 200.4 | 560.32 | 2514.3259 | 794.6747 | 169.3253 | 794.6747 | 1719.6513 | 2514.3259 | -1719.6513 | 9900 | -625.6439 | -1773.8168 | 0.99
2016-12-24 13:00 | 180000 | 50 | 0 | 200.4 | 150.4 | 200.4 | 560.32 | 2674.9422 | 240.519 | 723.481 | 240.519 | 2434.4232 | 2674.9422 | -2434.4232 | 9900 | 0 | -1719.6513 | 0.99
2016-12-24 14:00 | 180000 | 50 | 0 | 200.4 | 150.4 | 200.4 | 560.32 | 2621.8148 | 240.519 | 723.481 | 240.519 | 2381.2959 | 2621.8148 | -2381.2959 | 9900 | 0 | -2434.4232 | 0.99
2016-12-24 15:00 | 180000 | 50 | 0 | 200.4 | 150.4 | 200.4 | 560.32 | 2501.557 | 240.519 | 723.481 | 240.519 | 2261.038 | 2501.557 | -2261.038 | 9900 | 0 | -2381.2959 | 0.99
2016-12-24 16:00 | 180000 | 50 | 0 | 200.4 | 150.4 | 200.4 | 560.32 | 1833.3795 | 240.519 | 723.481 | 240.519 | 1592.8605 | 1833.3795 | -1592.8605 | 9900 | 0 | -2261.038 | 0.99
2016-12-24 17:00 | 180000 | 50 | 0 | 200.4 | 150.4 | 200.4 | 560.32 | 1206.1392 | 240.519 | 723.481 | 240.519 | 965.6203 | 1206.1392 | -965.6203 | 9900 | 0 | -1592.8605 | 0.99
2016-12-24 18:00 | 180000 | 50 | -16.6 | 33.4 | 150.4 | 33.4 | 93.3867 | 160.6667 | -562.8144 | 723.481 | -562.8144 | 723.481 | 366.6098 | -929.4241 | 9900 | 0 | -965.6203 | 0.99
2016-12-24 19:00 | 179983.4 | 50 | -16.6 | 33.4 | 0 | 33.4 | 93.3867 | 160.6667 | 160.6667 | 0 | 160.6667 | 0 | 2.5385 | 158.1281 | 9900 | 0 | -929.4241 | 0.99
2016-12-24 20:00 | 179966.8 | 50 | -16.6 | 33.4 | 0 | 33.4 | 93.3867 | 160.6667 | 160.6667 | 0 | 160.6667 | 0 | 0.84416 | 159.8225 | 9757.6847 | 158.1281 | 0 | 0.97577
2016-12-24 21:00 | 179950.2 | 50 | -16.6 | 33.4 | 0 | 33.4 | 93.3867 | 160.6667 | 160.6667 | 0 | 160.6667 | 0 | 0.68297 | 159.9837 | 9613.8444 | 159.8225 | 0 | 0.96138
2016-12-24 22:00 | 179933.6 | 50 | -16.6 | 33.4 | 0 | 33.4 | 93.3867 | 160.6667 | 160.6667 | 0 | 160.6667 | 0 | 0.70014 | 159.9665 | 9469.8591 | 159.9837 | 0 | 0.94699
2016-12-24 23:00 | 179917 | 50 | -16.6 | 33.4 | 0 | 33.4 | 93.3867 | 160.6667 | 160.6667 | 0 | 160.6667 | 0 | 0 | 160.6667 | 9325.8892 | 159.9665 | 0 | 0.93259
2016-12-25 | 179900.4 | 50 | -16.6 | 33.4 | 0 | 33.4 | 93.3867 | 160.6667 | 160.6667 | 0 | 160.6667 | 0 | 0 | 160.6667 | 9181.2892 | 160.6667 | 0 | 0.91813
2016-12-25 01:00 | 179883.8 | 50 | -16.6 | 33.4 | 0 | 33.4 | 93.3867 | 160.6667 | 160.6667 | 0 | 160.6667 | 0 | 0.040548 | 160.6261 | 9036.6892 | 160.6667 | 0 | 0.90367
2016-12-25 02:00 | 179867.2 | 50 | -16.6 | 33.4 | 0 | 33.4 | 93.3867 | 160.6667 | 160.6667 | 0 | 160.6667 | 0 | 0.26263 | 160.404 | 8892.1257 | 160.6261 | 0 | 0.88921
2016-12-25 03:00 | 179850.6 | 50 | -16.6 | 33.4 | 0 | 33.4 | 93.3867 | 160.6667 | 160.6667 | 0 | 160.6667 | 0 | 0.48124 | 160.1854 | 8747.7621 | 160.404 | 0 | 0.87478
2016-12-25 04:00 | 179834 | 50 | -16.6 | 33.4 | 0 | 33.4 | 93.3867 | 160.6667 | 160.6667 | 0 | 160.6667 | 0 | 0.3176 | 160.3491 | 8603.5952 | 160.1854 | 0 | 0.86036
2016-12-25 05:00 | 179817.4 | 50 | -16.6 | 33.4 | 0 | 33.4 | 93.3867 | 160.6667 | 160.6667 | 0 | 160.6667 | 0 | 105.9625 | 54.7042 | 8459.281 | 160.3491 | 0 | 0.84593
2016-12-25 06:00 | 179800.8 | 50 | -16.6 | 33.4 | 0 | 33.4 | 93.3867 | 160.6667 | 160.6667 | 0 | 160.6667 | 0 | 166.7763 | -6.1096 | 8410.0473 | 54.7042 | 0 | 0.841
2016-12-25 07:00 | 179784.2 | 50 | -16.6 | 33.4 | 0 | 33.4 | 93.3867 | 160.6667 | 160.6667 | 0 | 160.6667 | 0 | 313.8513 | -153.1846 | 8415.5459 | -6.1096 | 0 | 0.84155
2016-12-25 08:00 | 179767.6 | 50 | -50 | 0 | 0 | 0 | 0 | 160.6667 | 0 | 0 | 0 | 160.6667 | 693.832 | -693.832 | 8553.4121 | -153.1846 | 0 | 0.85534
2016-12-25 09:00 | 179717.6 | 50 | 150.4 | 200.4 | 0 | 200.4 | 560.32 | 981.189 | 964 | 0 | 964 | 17.189 | 981.189 | -17.189 | 9177.8609 | -693.832 | 0 | 0.91779
2016-12-25 10:00 | 179868 | 50 | 132 | 200.4 | 0 | 200.4 | 560.32 | 1720.1565 | 964 | 0 | 964 | 756.1565 | 1720.1565 | -756.1565 | 9193.331 | -17.189 | 0 | 0.91933
2016-12-25 11:00 | 180000 | 50 | 0 | 200.4 | 18.4 | 200.4 | 560.32 | 2261.0254 | 875.489 | 88.511 | 875.489 | 1385.5364 | 2261.0254 | -1385.5364 | 9873.8718 | -756.1565 | 0 | 0.98739
2016-12-25 12:00 | 180000 | 50 | 0 | 200.4 | 150.4 | 200.4 | 560.32 | 1494.3717 | 240.519 | 723.481 | 240.519 | 1253.8528 | 1494.3717 | -1253.8528 | 9900 | -29.0313 | -1414.5677 | 0.99
2016-12-25 13:00 | 180000 | 50 | 0 | 200.4 | 150.4 | 200.4 | 560.32 | 2657.3942 | 240.519 | 723.481 | 240.519 | 2416.8752 | 2657.3942 | -2416.8752 | 9900 | 0 | -1253.8528 | 0.99
2016-12-25 14:00 | 180000 | 50 | 0 | 200.4 | 150.4 | 200.4 | 560.32 | 2659.1104 | 240.519 | 723.481 | 240.519 | 2418.5914 | 2659.1104 | -2418.5914 | 9900 | 0 | -2416.8752 | 0.99
2016-12-25 15:00 | 180000 | 50 | 0 | 200.4 | 150.4 | 200.4 | 560.32 | 2305.3996 | 240.519 | 723.481 | 240.519 | 2064.8807 | 2305.3996 | -2064.8807 | 9900 | 0 | -2418.5914 | 0.99
2016-12-25 16:00 | 180000 | 50 | 0 | 200.4 | 150.4 | 200.4 | 560.32 | 1814.609 | 240.519 | 723.481 | 240.519 | 1574.09 | 1814.609 | -1574.09 | 9900 | 0 | -2064.8807 | 0.99
2016-12-25 17:00 | 180000 | 50 | 0 | 200.4 | 150.4 | 200.4 | 560.32 | 1101.9455 | 240.519 | 723.481 | 240.519 | 861.4265 | 1101.9455 | -861.4265 | 9900 | 0 | -1574.09 | 0.99
2016-12-25 18:00 | 180000 | 50 | -16.6 | 33.4 | 150.4 | 33.4 | 93.3867 | 160.6667 | -562.8144 | 723.481 | -562.8144 | 723.481 | 303.7755 | -866.5899 | 9900 | 0 | -861.4265 | 0.99
2016-12-25 19:00 | 179983.4 | 50 | -16.6 | 33.4 | 0 | 33.4 | 93.3867 | 160.6667 | 160.6667 | 0 | 160.6667 | 0 | 234.128 | -73.4614 | 9900 | 0 | -866.5899 | 0.99
2016-12-25 20:00 | 179966.8 | 50 | -16.6 | 33.4 | 0 | 33.4 | 93.3867 | 160.6667 | 160.6667 | 0 | 160.6667 | 0 | 109.8759 | 50.7908 | 9900 | 0 | -73.4614 | 0.99
2016-12-25 21:00 | 179950.2 | 50 | -16.6 | 33.4 | 0 | 33.4 | 93.3867 | 160.6667 | 160.6667 | 0 | 160.6667 | 0 | 120.1039 | 40.5628 | 9854.2883 | 50.7908 | 0 | 0.98543
2016-12-25 22:00 | 179933.6 | 50 | -16.6 | 33.4 | 0 | 33.4 | 93.3867 | 160.6667 | 160.6667 | 0 | 160.6667 | 0 | 94.6262 | 66.0405 | 9817.7818 | 40.5628 | 0 | 0.98178
2016-12-25 23:00 | 179917 | 50 | -16.6 | 33.4 | 0 | 33.4 | 93.3867 | 160.6667 | 160.6667 | 0 | 160.6667 | 0 | 127.9538 | 32.7129 | 9758.3454 | 66.0405 | 0 | 0.97583
2016-12-26 | 179900.4 | 50 | -16.6 | 33.4 | 0 | 33.4 | 93.3867 | 160.6667 | 160.6667 | 0 | 160.6667 | 0 | 179.8293 | -19.1627 | 9728.9038 | 32.7129 | 0 | 0.97289
2016-12-26 01:00 | 179883.8 | 50 | -16.6 | 33.4 | 0 | 33.4 | 93.3867 | 160.6667 | 160.6667 | 0 | 160.6667 | 0 | 121.0274 | 39.6393 | 9746.1502 | -19.1627 | 0 | 0.97462
2016-12-26 02:00 | 179867.2 | 50 | -16.6 | 33.4 | 0 | 33.4 | 93.3867 | 160.6667 | 160.6667 | 0 | 160.6667 | 0 | 146.1126 | 14.5541 | 9710.4748 | 39.6393 | 0 | 0.97105
2016-12-26 03:00 | 179850.6 | 50 | -16.6 | 33.4 | 0 | 33.4 | 93.3867 | 160.6667 | 160.6667 | 0 | 160.6667 | 0 | 100.9692 | 59.6975 | 9697.3761 | 14.5541 | 0 | 0.96974
2016-12-26 04:00 | 179834 | 50 | -16.6 | 33.4 | 0 | 33.4 | 93.3867 | 160.6667 | 160.6667 | 0 | 160.6667 | 0 | 122.5051 | 38.1616 | 9643.6484 | 59.6975 | 0 | 0.96436
2016-12-26 05:00 | 179817.4 | 50 | -16.6 | 33.4 | 0 | 33.4 | 93.3867 | 160.6667 | 160.6667 | 0 | 160.6667 | 0 | 96.11 | 64.5567 | 9609.303 | 38.1616 | 0 | 0.96093
2016-12-26 06:00 | 179800.8 | 50 | -16.6 | 33.4 | 0 | 33.4 | 93.3867 | 160.6667 | 160.6667 | 0 | 160.6667 | 0 | 84.5981 | 76.0686 | 9551.202 | 64.5567 | 0 | 0.95512
2016-12-26 07:00 | 179784.2 | 50 | -16.6 | 33.4 | 0 | 33.4 | 93.3867 | 160.6667 | 160.6667 | 0 | 160.6667 | 0 | 53.5235 | 107.1431 | 9482.7402 | 76.0686 | 0 | 0.94827
2016-12-26 08:00 | 179767.6 | 50 | -16.6 | 33.4 | 0 | 33.4 | 93.3867 | 160.6667 | 160.6667 | 0 | 160.6667 | 0 | 229.6133 | -68.9466 | 9386.3114 | 107.1431 | 0 | 0.93863
2016-12-26 09:00 | 179751 | 50 | -50 | 0 | 0 | 0 | 0 | 160.6667 | 0 | 0 | 0 | 160.6667 | 902.9517 | -902.9517 | 9448.3634 | -68.9466 | 0 | 0.94484
2016-12-26 10:00 | 179701 | 50 | 150.4 | 200.4 | 0 | 200.4 | 560.32 | 1586.9905 | 964 | 0 | 964 | 622.9905 | 1586.9905 | -622.9905 | 9900 | -501.8185 | -1404.7701 | 0.99
2016-12-26 11:00 | 179851.4 | 50 | 148.6 | 200.4 | 0 | 200.4 | 560.32 | 1900.563 | 964 | 0 | 964 | 936.563 | 1900.563 | -936.563 | 9900 | 0 | -622.9905 | 0.99
2016-12-26 12:00 | 180000 | 50 | 0 | 200.4 | 1.8 | 200.4 | 560.32 | 2125.3483 | 955.3413 | 8.6587 | 955.3413 | 1170.007 | 2125.3483 | -1170.007 | 9900 | 0 | -936.563 | 0.99
2016-12-26 13:00 | 180000 | 50 | 0 | 200.4 | 150.4 | 200.4 | 560.32 | 2197.245 | 240.519 | 723.481 | 240.519 | 1956.7261 | 2197.245 | -1956.7261 | 9900 | 0 | -1170.007 | 0.99
2016-12-26 14:00 | 180000 | 50 | 0 | 200.4 | 150.4 | 200.4 | 560.32 | 1614.6474 | 240.519 | 723.481 | 240.519 | 1374.1285 | 1614.6474 | -1374.1285 | 9900 | 0 | -1956.7261 | 0.99
2016-12-26 15:00 | 180000 | 50 | 0 | 200.4 | 150.4 | 200.4 | 560.32 | 1782.5543 | 240.519 | 723.481 | 240.519 | 1542.0353 | 1782.5543 | -1542.0353 | 9900 | 0 | -1374.1285 | 0.99
2016-12-26 16:00 | 180000 | 50 | 0 | 200.4 | 150.4 | 200.4 | 560.32 | 1317.8886 | 240.519 | 723.481 | 240.519 | 1077.3696 | 1317.8886 | -1077.3696 | 9900 | 0 | -1542.0353 | 0.99
2016-12-26 17:00 | 180000 | 50 | -50 | 0 | 150.4 | 0 | 0 | 160.6667 | -723.481 | 723.481 | -723.481 | 884.1477 | 727.7331 | -1451.2141 | 9900 | 0 | -1077.3696 | 0.99
2016-12-26 18:00 | 179950 | 50 | -16.6 | 33.4 | 0 | 33.4 | 93.3867 | 160.6667 | 160.6667 | 0 | 160.6667 | 0 | 17.1963 | 143.4704 | 9900 | 0 | -1451.2141 | 0.99
2016-12-26 19:00 | 179933.4 | 50 | -16.6 | 33.4 | 0 | 33.4 | 93.3867 | 160.6667 | 160.6667 | 0 | 160.6667 | 0 | 12.6724 | 147.9942 | 9770.8766 | 143.4704 | 0 | 0.97709
2016-12-26 20:00 | 179916.8 | 50 | -16.6 | 33.4 | 0 | 33.4 | 93.3867 | 160.6667 | 160.6667 | 0 | 160.6667 | 0 | 24.6983 | 135.9683 | 9637.6818 | 147.9942 | 0 | 0.96377
2016-12-26 21:00 | 179900.2 | 50 | -16.6 | 33.4 | 0 | 33.4 | 93.3867 | 160.6667 | 160.6667 | 0 | 160.6667 | 2.8422e-14 | 15.6061 | 145.0606 | 9515.3103 | 135.9683 | 0 | 0.95153
2016-12-26 22:00 | 179883.6 | 50 | -16.6 | 33.4 | 0 | 33.4 | 93.3867 | 160.6667 | 160.6667 | 0 | 160.6667 | 0 | 10.9561 | 149.7105 | 9384.7558 | 145.0606 | 0 | 0.93848
2016-12-26 23:00 | 179867 | 50 | -16.6 | 33.4 | 0 | 33.4 | 93.3867 | 160.6667 | 160.6667 | 0 | 160.6667 | 0 | 6.0133 | 154.6534 | 9250.0163 | 149.7105 | 0 | 0.925
2016-12-27 | 179850.4 | 50 | -16.6 | 33.4 | 0 | 33.4 | 93.3867 | 160.6667 | 160.6667 | 0 | 160.6667 | 0 | 9.8814 | 150.7853 | 9110.8282 | 154.6534 | 0 | 0.91108
2016-12-27 01:00 | 179833.8 | 50 | -16.6 | 33.4 | 0 | 33.4 | 93.3867 | 160.6667 | 160.6667 | 0 | 160.6667 | 0 | 7.3986 | 153.2681 | 8975.1215 | 150.7853 | 0 | 0.89751
2016-12-27 02:00 | 179817.2 | 50 | -16.6 | 33.4 | 0 | 33.4 | 93.3867 | 160.6667 | 160.6667 | 0 | 160.6667 | 0 | 4.217 | 156.4496 | 8837.1802 | 153.2681 | 0 | 0.88372
2016-12-27 03:00 | 179800.6 | 50 | -16.6 | 33.4 | 0 | 33.4 | 93.3867 | 160.6667 | 160.6667 | 0 | 160.6667 | 0 | 0.59538 | 160.0713 | 8696.3755 | 156.4496 | 0 | 0.86964
2016-12-27 04:00 | 179784 | 50 | -16.6 | 33.4 | 0 | 33.4 | 93.3867 | 160.6667 | 160.6667 | 0 | 160.6667 | 0 | 0.8026 | 159.8641 | 8552.3114 | 160.0713 | 0 | 0.85523
2016-12-27 05:00 | 179767.4 | 50 | -16.6 | 33.4 | 0 | 33.4 | 93.3867 | 160.6667 | 160.6667 | 0 | 160.6667 | 0 | 0.20996 | 160.4567 | 8408.4337 | 159.8641 | 0 | 0.84084
2016-12-27 06:00 | 179750.8 | 50 | -16.6 | 33.4 | 0 | 33.4 | 93.3867 | 160.6667 | 160.6667 | 0 | 160.6667 | 0 | 0.51977 | 160.1469 | 8264.0227 | 160.4567 | 0 | 0.8264
2016-12-27 07:00 | 179734.2 | 50 | -16.6 | 33.4 | 0 | 33.4 | 93.3867 | 160.6667 | 160.6667 | 0 | 160.6667 | 0 | 2.4623 | 158.2043 | 8119.8905 | 160.1469 | 0 | 0.81199
2016-12-27 08:00 | 179717.6 | 50 | -16.6 | 33.4 | 0 | 33.4 | 93.3867 | 160.6667 | 160.6667 | 0 | 160.6667 | 0 | 191.682 | -31.0154 | 7977.5066 | 158.2043 | 0 | 0.79775
2016-12-27 09:00 | 179701 | 50 | -50 | 0 | 0 | 0 | 0 | 160.6667 | 0 | 0 | 0 | 160.6667 | 866.8381 | -866.8381 | 8005.4204 | -31.0154 | 0 | 0.80054
2016-12-27 10:00 | 179651 | 50 | 150.4 | 200.4 | 0 | 200.4 | 560.32 | 1461.6494 | 964 | 0 | 964 | 497.6494 | 1461.6494 | -497.6494 | 8785.5746 | -866.8381 | 0 | 0.87856
2016-12-27 11:00 | 179801.4 | 50 | 150.4 | 200.4 | 0 | 200.4 | 560.32 | 1956.3024 | 964 | 0 | 964 | 992.3024 | 1956.3024 | -992.3024 | 9233.4591 | -497.6494 | 0 | 0.92335
2016-12-27 12:00 | 179951.8 | 50 | 48.2 | 200.4 | 0 | 200.4 | 560.32 | 2338.6218 | 964 | 0 | 964 | 1374.6218 | 2338.6218 | -1374.6218 | 9900 | -740.601 | -1732.9035 | 0.99
2016-12-27 13:00 | 180000 | 50 | 0 | 200.4 | 102.2 | 200.4 | 560.32 | 2541.4881 | 472.3792 | 491.6208 | 472.3792 | 2069.1088 | 2541.4881 | -2069.1088 | 9900 | 0 | -1374.6218 | 0.99
2016-12-27 14:00 | 180000 | 50 | 0 | 200.4 | 150.4 | 200.4 | 560.32 | 2410.349 | 240.519 | 723.481 | 240.519 | 2169.83 | 2410.349 | -2169.83 | 9900 | 0 | -2069.1088 | 0.99
2016-12-27 15:00 | 180000 | 50 | 0 | 200.4 | 150.4 | 200.4 | 560.32 | 2051.5793 | 240.519 | 723.481 | 240.519 | 1811.0604 | 2051.5793 | -1811.0604 | 9900 | 0 | -2169.83 | 0.99
2016-12-27 16:00 | 180000 | 50 | 0 | 200.4 | 150.4 | 200.4 | 560.32 | 1588.2894 | 240.519 | 723.481 | 240.519 | 1347.7704 | 1588.2894 | -1347.7704 | 9900 | 0 | -1811.0604 | 0.99
2016-12-27 17:00 | 180000 | 50 | -50 | 0 | 150.4 | 0 | 0 | 160.6667 | -723.481 | 723.481 | -723.481 | 884.1477 | 878.8078 | -1602.2888 | 9900 | 0 | -1347.7704 | 0.99
2016-12-27 18:00 | 179950 | 50 | -16.6 | 33.4 | 0 | 33.4 | 93.3867 | 160.6667 | 160.6667 | 0 | 160.6667 | 0 | 174.2316 | -13.5649 | 9900 | 0 | -1602.2888 | 0.99
2016-12-27 19:00 | 179933.4 | 50 | -16.6 | 33.4 | 0 | 33.4 | 93.3867 | 160.6667 | 160.6667 | 0 | 160.6667 | 0 | 156.4213 | 4.2453 | 9900 | 0 | -13.5649 | 0.99
2016-12-27 20:00 | 179916.8 | 50 | -16.6 | 33.4 | 0 | 33.4 | 93.3867 | 160.6667 | 160.6667 | 0 | 160.6667 | 0 | 77.4887 | 83.178 | 9896.1792 | 4.2453 | 0 | 0.98962
2016-12-27 21:00 | 179900.2 | 50 | -16.6 | 33.4 | 0 | 33.4 | 93.3867 | 160.6667 | 160.6667 | 0 | 160.6667 | 0 | 117.5527 | 43.114 | 9821.319 | 83.178 | 0 | 0.98213
2016-12-27 22:00 | 179883.6 | 50 | -16.6 | 33.4 | 0 | 33.4 | 93.3867 | 160.6667 | 160.6667 | 0 | 160.6667 | 0 | 100.4963 | 60.1703 | 9782.5164 | 43.114 | 0 | 0.97825
2016-12-27 23:00 | 179867 | 50 | -16.6 | 33.4 | 0 | 33.4 | 93.3867 | 160.6667 | 160.6667 | 0 | 160.6667 | 0 | 97.8303 | 62.8364 | 9728.3631 | 60.1703 | 0 | 0.97284
2016-12-28 | 179850.4 | 50 | -16.6 | 33.4 | 0 | 33.4 | 93.3867 | 160.6667 | 160.6667 | 0 | 160.6667 | 0 | 145.0159 | 15.6508 | 9671.8104 | 62.8364 | 0 | 0.96718
2016-12-28 01:00 | 179833.8 | 50 | -16.6 | 33.4 | 0 | 33.4 | 93.3867 | 160.6667 | 160.6667 | 0 | 160.6667 | 0 | 145.6277 | 15.039 | 9657.7247 | 15.6508 | 0 | 0.96577
2016-12-28 02:00 | 179817.2 | 50 | -16.6 | 33.4 | 0 | 33.4 | 93.3867 | 160.6667 | 160.6667 | 0 | 160.6667 | 0 | 170.1472 | -9.4805 | 9644.1896 | 15.039 | 0 | 0.96442
2016-12-28 03:00 | 179800.6 | 50 | -16.6 | 33.4 | 0 | 33.4 | 93.3867 | 160.6667 | 160.6667 | 0 | 160.6667 | 0 | 171.671 | -11.0043 | 9652.7221 | -9.4805 | 0 | 0.96527
2016-12-28 04:00 | 179784 | 50 | -16.6 | 33.4 | 0 | 33.4 | 93.3867 | 160.6667 | 160.6667 | 0 | 160.6667 | 0 | 154.2857 | 6.381 | 9662.626 | -11.0043 | 0 | 0.96626
2016-12-28 05:00 | 179767.4 | 50 | -16.6 | 33.4 | 0 | 33.4 | 93.3867 | 160.6667 | 160.6667 | 0 | 160.6667 | 0 | 109.0332 | 51.6335 | 9656.8832 | 6.381 | 0 | 0.96569
2016-12-28 06:00 | 179750.8 | 50 | -16.6 | 33.4 | 0 | 33.4 | 93.3867 | 160.6667 | 160.6667 | 0 | 160.6667 | 0 | 106.7706 | 53.8961 | 9610.413 | 51.6335 | 0 | 0.96104
2016-12-28 07:00 | 179734.2 | 50 | -16.6 | 33.4 | 0 | 33.4 | 93.3867 | 160.6667 | 160.6667 | 0 | 160.6667 | 0 | 119.2497 | 41.417 | 9561.9065 | 53.8961 | 0 | 0.95619
2016-12-28 08:00 | 179717.6 | 50 | -16.6 | 33.4 | 0 | 33.4 | 93.3867 | 160.6667 | 160.6667 | 0 | 160.6667 | 0 | 361.3414 | -200.6747 | 9524.6312 | 41.417 | 0 | 0.95246
2016-12-28 09:00 | 179701 | 50 | 150.4 | 200.4 | 0 | 200.4 | 560.32 | 1076.4219 | 964 | 0 | 964 | 112.4219 | 1076.4219 | -112.4219 | 9705.2385 | -200.6747 | 0 | 0.97052
2016-12-28 10:00 | 179851.4 | 50 | 148.6 | 200.4 | 0 | 200.4 | 560.32 | 1782.8598 | 964 | 0 | 964 | 818.8598 | 1782.8598 | -818.8598 | 9806.4182 | -112.4219 | 0 | 0.98064
2016-12-28 11:00 | 180000 | 50 | 0 | 200.4 | 1.8 | 200.4 | 560.32 | 2182.6738 | 955.3413 | 8.6587 | 955.3413 | 1227.3325 | 2182.6738 | -1227.3325 | 9900 | -103.9798 | -922.8395 | 0.99
2016-12-28 12:00 | 180000 | 50 | 0 | 200.4 | 150.4 | 200.4 | 560.32 | 2549.0795 | 240.519 | 723.481 | 240.519 | 2308.5605 | 2549.0795 | -2308.5605 | 9900 | 0 | -1227.3325 | 0.99
2016-12-28 13:00 | 180000 | 50 | 0 | 200.4 | 150.4 | 200.4 | 560.32 | 2825.8799 | 240.519 | 723.481 | 240.519 | 2585.361 | 2825.8799 | -2585.361 | 9900 | 0 | -2308.5605 | 0.99
2016-12-28 14:00 | 180000 | 50 | 0 | 200.4 | 150.4 | 200.4 | 560.32 | 2677.4439 | 240.519 | 723.481 | 240.519 | 2436.925 | 2677.4439 | -2436.925 | 9900 | 0 | -2585.361 | 0.99
2016-12-28 15:00 | 180000 | 50 | 0 | 200.4 | 150.4 | 200.4 | 560.32 | 2234.8794 | 240.519 | 723.481 | 240.519 | 1994.3605 | 2234.8794 | -1994.3605 | 9900 | 0 | -2436.925 | 0.99
2016-12-28 16:00 | 180000 | 50 | 0 | 200.4 | 150.4 | 200.4 | 560.32 | 1688.1653 | 240.519 | 723.481 | 240.519 | 1447.6463 | 1688.1653 | -1447.6463 | 9900 | 0 | -1994.3605 | 0.99
2016-12-28 17:00 | 180000 | 50 | 0 | 200.4 | 150.4 | 200.4 | 560.32 | 1056.2118 | 240.519 | 723.481 | 240.519 | 815.6928 | 1056.2118 | -815.6928 | 9900 | 0 | -1447.6463 | 0.99
2016-12-28 18:00 | 180000 | 50 | -16.6 | 33.4 | 150.4 | 33.4 | 93.3867 | 160.6667 | -562.8144 | 723.481 | -562.8144 | 723.481 | 253.2301 | -816.0445 | 9900 | 0 | -815.6928 | 0.99
2016-12-28 19:00 | 179983.4 | 50 | -16.6 | 33.4 | 0 | 33.4 | 93.3867 | 160.6667 | 160.6667 | 0 | 160.6667 | 0 | 107.544 | 53.1226 | 9900 | 0 | -816.0445 | 0.99
2016-12-28 20:00 | 179966.8 | 50 | -16.6 | 33.4 | 0 | 33.4 | 93.3867 | 160.6667 | 160.6667 | 0 | 160.6667 | 0 | 15.2414 | 145.4253 | 9852.1896 | 53.1226 | 0 | 0.98522
2016-12-28 21:00 | 179950.2 | 50 | -16.6 | 33.4 | 0 | 33.4 | 93.3867 | 160.6667 | 160.6667 | 0 | 160.6667 | 0 | 93.3951 | 67.2716 | 9721.3069 | 145.4253 | 0 | 0.97213
2016-12-28 22:00 | 179933.6 | 50 | -16.6 | 33.4 | 0 | 33.4 | 93.3867 | 160.6667 | 160.6667 | 0 | 160.6667 | 0 | 48.032 | 112.6346 | 9660.7625 | 67.2716 | 0 | 0.96608
2016-12-28 23:00 | 179917 | 50 | -16.6 | 33.4 | 0 | 33.4 | 93.3867 | 160.6667 | 160.6667 | 0 | 160.6667 | 0 | 9.3797 | 151.287 | 9559.3913 | 112.6346 | 0 | 0.95594
2016-12-29 | 179900.4 | 50 | -16.6 | 33.4 | 0 | 33.4 | 93.3867 | 160.6667 | 160.6667 | 0 | 160.6667 | 0 | 0 | 160.6667 | 9423.233 | 151.287 | 0 | 0.94232
2016-12-29 01:00 | 179883.8 | 50 | -16.6 | 33.4 | 0 | 33.4 | 93.3867 | 160.6667 | 160.6667 | 0 | 160.6667 | 0 | 0.18095 | 160.4857 | 9278.633 | 160.6667 | 0 | 0.92786
2016-12-29 02:00 | 179867.2 | 50 | -16.6 | 33.4 | 0 | 33.4 | 93.3867 | 160.6667 | 160.6667 | 0 | 160.6667 | 0 | 1.8193 | 158.8473 | 9134.1958 | 160.4857 | 0 | 0.91342
2016-12-29 03:00 | 179850.6 | 50 | -16.6 | 33.4 | 0 | 33.4 | 93.3867 | 160.6667 | 160.6667 | 0 | 160.6667 | 0 | 1.3149 | 159.3518 | 8991.2332 | 158.8473 | 0 | 0.89912
2016-12-29 04:00 | 179834 | 50 | -16.6 | 33.4 | 0 | 33.4 | 93.3867 | 160.6667 | 160.6667 | 0 | 160.6667 | 0 | 6.0317 | 154.6349 | 8847.8166 | 159.3518 | 0 | 0.88478
2016-12-29 05:00 | 179817.4 | 50 | -16.6 | 33.4 | 0 | 33.4 | 93.3867 | 160.6667 | 160.6667 | 0 | 160.6667 | 0 | 13.8925 | 146.7742 | 8708.6452 | 154.6349 | 0 | 0.87086
2016-12-29 06:00 | 179800.8 | 50 | -50 | 0 | 0 | 0 | 0 | 160.6667 | 0 | 0 | 0 | 160.6667 | 19.5048 | -19.5048 | 8576.5484 | 146.7742 | 0 | 0.85765
2016-12-29 07:00 | 179750.8 | 50 | -16.6 | 33.4 | 0 | 33.4 | 93.3867 | 160.6667 | 160.6667 | 0 | 160.6667 | 0 | 7.3605 | 153.3062 | 8594.1027 | -19.5048 | 0 | 0.85941
2016-12-29 08:00 | 179734.2 | 50 | -16.6 | 33.4 | 0 | 33.4 | 93.3867 | 160.6667 | 160.6667 | 0 | 160.6667 | 0 | 172.6923 | -12.0256 | 8456.1271 | 153.3062 | 0 | 0.84561
2016-12-29 09:00 | 179717.6 | 50 | -50 | 0 | 0 | 0 | 0 | 160.6667 | 0 | 0 | 0 | 160.6667 | 847.0977 | -847.0977 | 8466.9502 | -12.0256 | 0 | 0.8467
2016-12-29 10:00 | 179667.6 | 50 | 150.4 | 200.4 | 0 | 200.4 | 560.32 | 1420.3849 | 964 | 0 | 964 | 456.3849 | 1420.3849 | -456.3849 | 9229.3381 | -847.0977 | 0 | 0.92293
2016-12-29 11:00 | 179818 | 50 | 150.4 | 200.4 | 0 | 200.4 | 560.32 | 1857.0354 | 964 | 0 | 964 | 893.0354 | 1857.0354 | -893.0354 | 9640.0845 | -456.3849 | 0 | 0.96401
2016-12-29 12:00 | 179968.4 | 50 | 31.6 | 200.4 | 0 | 200.4 | 560.32 | 2125.7467 | 964 | 0 | 964 | 1161.7467 | 2125.7467 | -1161.7467 | 9900 | -288.795 | -1181.8304 | 0.99
2016-12-29 13:00 | 180000 | 50 | 0 | 200.4 | 118.8 | 200.4 | 560.32 | 2202.0758 | 392.5269 | 571.4731 | 392.5269 | 1809.5488 | 2202.0758 | -1809.5488 | 9900 | 0 | -1161.7467 | 0.99
2016-12-29 14:00 | 180000 | 50 | 0 | 200.4 | 150.4 | 200.4 | 560.32 | 2084.0266 | 240.519 | 723.481 | 240.519 | 1843.5076 | 2084.0266 | -1843.5076 | 9900 | 0 | -1809.5488 | 0.99
2016-12-29 15:00 | 180000 | 50 | 0 | 200.4 | 150.4 | 200.4 | 560.32 | 1784.1628 | 240.519 | 723.481 | 240.519 | 1543.6438 | 1784.1628 | -1543.6438 | 9900 | 0 | -1843.5076 | 0.99
2016-12-29 16:00 | 180000 | 50 | 0 | 200.4 | 150.4 | 200.4 | 560.32 | 1319.6842 | 240.519 | 723.481 | 240.519 | 1079.1653 | 1319.6842 | -1079.1653 | 9900 | 0 | -1543.6438 | 0.99
2016-12-29 17:00 | 180000 | 50 | -50 | 0 | 150.4 | 0 | 0 | 160.6667 | -723.481 | 723.481 | -723.481 | 884.1477 | 711.9474 | -1435.4284 | 9900 | 0 | -1079.1653 | 0.99
2016-12-29 18:00 | 179950 | 50 | -16.6 | 33.4 | 0 | 33.4 | 93.3867 | 160.6667 | 160.6667 | 0 | 160.6667 | 2.8422e-14 | 18.4471 | 142.2195 | 9900 | 0 | -1435.4284 | 0.99
2016-12-29 19:00 | 179933.4 | 50 | -16.6 | 33.4 | 0 | 33.4 | 93.3867 | 160.6667 | 160.6667 | 0 | 160.6667 | 0 | 11.2879 | 149.3788 | 9772.0024 | 142.2195 | 0 | 0.9772
2016-12-29 20:00 | 179916.8 | 50 | -16.6 | 33.4 | 0 | 33.4 | 93.3867 | 160.6667 | 160.6667 | 0 | 160.6667 | 0 | 8.9629 | 151.7037 | 9637.5615 | 149.3788 | 0 | 0.96376
2016-12-29 21:00 | 179900.2 | 50 | -16.6 | 33.4 | 0 | 33.4 | 93.3867 | 160.6667 | 160.6667 | 0 | 160.6667 | 0 | 6.1599 | 154.5068 | 9501.0281 | 151.7037 | 0 | 0.9501
2016-12-29 22:00 | 179883.6 | 50 | -16.6 | 33.4 | 0 | 33.4 | 93.3867 | 160.6667 | 160.6667 | 0 | 160.6667 | 0 | 21.1361 | 139.5306 | 9361.972 | 154.5068 | 0 | 0.9362
2016-12-29 23:00 | 179867 | 50 | -16.6 | 33.4 | 0 | 33.4 | 93.3867 | 160.6667 | 160.6667 | 0 | 160.6667 | 0 | 42.0488 | 118.6179 | 9236.3945 | 139.5306 | 0 | 0.92364
2016-12-30 | 179850.4 | 50 | -16.6 | 33.4 | 0 | 33.4 | 93.3867 | 160.6667 | 160.6667 | 0 | 160.6667 | 0 | 30.4203 | 130.2463 | 9129.6384 | 118.6179 | 0 | 0.91296
2016-12-30 01:00 | 179833.8 | 50 | -16.6 | 33.4 | 0 | 33.4 | 93.3867 | 160.6667 | 160.6667 | 0 | 160.6667 | 0 | 25.9329 | 134.7338 | 9012.4167 | 130.2463 | 0 | 0.90124
2016-12-30 02:00 | 179817.2 | 50 | -16.6 | 33.4 | 0 | 33.4 | 93.3867 | 160.6667 | 160.6667 | 0 | 160.6667 | 2.8422e-14 | 24.2232 | 136.4434 | 8891.1563 | 134.7338 | 0 | 0.88912
2016-12-30 03:00 | 179800.6 | 50 | -16.6 | 33.4 | 0 | 33.4 | 93.3867 | 160.6667 | 160.6667 | 0 | 160.6667 | 0 | 21.3582 | 139.3085 | 8768.3572 | 136.4434 | 0 | 0.87684
2016-12-30 04:00 | 179784 | 50 | -16.6 | 33.4 | 0 | 33.4 | 93.3867 | 160.6667 | 160.6667 | 0 | 160.6667 | 0 | 28.5352 | 132.1314 | 8642.9796 | 139.3085 | 0 | 0.8643
2016-12-30 05:00 | 179767.4 | 50 | -16.6 | 33.4 | 0 | 33.4 | 93.3867 | 160.6667 | 160.6667 | 0 | 160.6667 | 0 | 24.3346 | 136.332 | 8524.0613 | 132.1314 | 0 | 0.85241
2016-12-30 06:00 | 179750.8 | 50 | -16.6 | 33.4 | 0 | 33.4 | 93.3867 | 160.6667 | 160.6667 | 0 | 160.6667 | 0 | 24.045 | 136.6216 | 8401.3624 | 136.332 | 0 | 0.84014
2016-12-30 07:00 | 179734.2 | 50 | -16.6 | 33.4 | 0 | 33.4 | 93.3867 | 160.6667 | 160.6667 | 0 | 160.6667 | 0 | 33.412 | 127.2547 | 8278.403 | 136.6216 | 0 | 0.82784
2016-12-30 08:00 | 179717.6 | 50 | -16.6 | 33.4 | 0 | 33.4 | 93.3867 | 160.6667 | 160.6667 | 0 | 160.6667 | 0 | 196.5823 | -35.9156 | 8163.8737 | 127.2547 | 0 | 0.81639
2016-12-30 09:00 | 179701 | 50 | -50 | 0 | 0 | 0 | 0 | 160.6667 | 0 | 0 | 0 | 160.6667 | 878.4738 | -878.4738 | 8196.1978 | -35.9156 | 0 | 0.81962
2016-12-30 10:00 | 179651 | 50 | 150.4 | 200.4 | 0 | 200.4 | 560.32 | 1508.2166 | 964 | 0 | 964 | 544.2166 | 1508.2166 | -544.2166 | 8986.8242 | -878.4738 | 0 | 0.89868
2016-12-30 11:00 | 179801.4 | 50 | 150.4 | 200.4 | 0 | 200.4 | 560.32 | 1938.1529 | 964 | 0 | 964 | 974.1529 | 1938.1529 | -974.1529 | 9476.6191 | -544.2166 | 0 | 0.94766
2016-12-30 12:00 | 179951.8 | 50 | 48.2 | 200.4 | 0 | 200.4 | 560.32 | 2232.7699 | 964 | 0 | 964 | 1268.7699 | 2232.7699 | -1268.7699 | 9900 | -470.4232 | -1444.5761 | 0.99
2016-12-30 13:00 | 180000 | 50 | 0 | 200.4 | 102.2 | 200.4 | 560.32 | 2078.0139 | 472.3792 | 491.6208 | 472.3792 | 1605.6347 | 2078.0139 | -1605.6347 | 9900 | 0 | -1268.7699 | 0.99
2016-12-30 14:00 | 180000 | 50 | 0 | 200.4 | 150.4 | 200.4 | 560.32 | 2240.2746 | 240.519 | 723.481 | 240.519 | 1999.7556 | 2240.2746 | -1999.7556 | 9900 | 0 | -1605.6347 | 0.99
2016-12-30 15:00 | 180000 | 50 | 0 | 200.4 | 150.4 | 200.4 | 560.32 | 1908.693 | 240.519 | 723.481 | 240.519 | 1668.174 | 1908.693 | -1668.174 | 9900 | 0 | -1999.7556 | 0.99
2016-12-30 16:00 | 180000 | 50 | 0 | 200.4 | 150.4 | 200.4 | 560.32 | 1178.2377 | 240.519 | 723.481 | 240.519 | 937.7188 | 1178.2377 | -937.7188 | 9900 | 0 | -1668.174 | 0.99
2016-12-30 17:00 | 180000 | 50 | 0 | 200.4 | 150.4 | 200.4 | 560.32 | 971.3067 | 240.519 | 723.481 | 240.519 | 730.7878 | 971.3067 | -730.7878 | 9900 | 0 | -937.7188 | 0.99
2016-12-30 18:00 | 180000 | 50 | -16.6 | 33.4 | 150.4 | 33.4 | 93.3867 | 160.6667 | -562.8144 | 723.481 | -562.8144 | 723.481 | 195.948 | -758.7624 | 9900 | 0 | -730.7878 | 0.99
2016-12-30 19:00 | 179983.4 | 50 | -16.6 | 33.4 | 0 | 33.4 | 93.3867 | 160.6667 | 160.6667 | 0 | 160.6667 | 0 | 148.456 | 12.2107 | 9900 | 0 | -758.7624 | 0.99
2016-12-30 20:00 | 179966.8 | 50 | -16.6 | 33.4 | 0 | 33.4 | 93.3867 | 160.6667 | 160.6667 | 0 | 160.6667 | 0 | 140.3059 | 20.3607 | 9889.0104 | 12.2107 | 0 | 0.9889
2016-12-30 21:00 | 179950.2 | 50 | -16.6 | 33.4 | 0 | 33.4 | 93.3867 | 160.6667 | 160.6667 | 0 | 160.6667 | 0 | 192.9066 | -32.2399 | 9870.6857 | 20.3607 | 0 | 0.98707
2016-12-30 22:00 | 179933.6 | 50 | -16.6 | 33.4 | 0 | 33.4 | 93.3867 | 160.6667 | 160.6667 | 0 | 160.6667 | 0 | 164.9293 | -4.2626 | 9899.7017 | -32.2399 | 0 | 0.98997
2016-12-30 23:00 | 179917 | 50 | 0 | 33.4 | 0 | 33.4 | 93.3867 | 160.6667 | 160.6667 | 0 | 160.6667 | 0 | 178.6226 | -17.956 | 9900 | -0.33149 | -4.5941 | 0.99